## Efficiency (hidden)
LM20112 POWER TOOL
Author: | Daniel Tennant, modified by Paul Ranucci
Enter the values of your design below. Note that thermal resistance ("Theta JA") will change when components are placed on the PCB
[6 empty] | Currents | [5 empty] | INDUCTOR | [6 empty] | Cout |  |  | Cin |  |  | HIGH SIDE FET losses | [5 empty] | LOW SIDE FET Losses |  |  |  | Diode |  |  |  |  | RESULTS
Input Parameters | [5 empty] | Step | Iout | Duty Cycle | Current Ripple p-p | Tj part (integrated HS LS) | Tj inductor | IRMS | feff | deltaB | DCR Loss @ -15C | DCR Loss @ Tj | Inductor Core Loss | Total Inductor Losses | Irms | Cout Esr Loss | Total Cout Losses | Irms | Cin Esr Loss | Total Cin Losses | Irms | RDSON HS Loss @room | RDSON HS Loss @ Tj | HS Gate Qg Loss | HS Switch Loss | Total HS FET Top Loss | Irms | RDSON LS Loss @ room | RDSON LS Loss @ Tj | LS Gate Qg Loss | Reverse Recovery Loss | DeadTime Loss (room) | Total Bottom Fet Loss | IQ Loss | Total power loss in part | Total Loss | OUTPUT POWER | EFF | Top FET Rdson | Bottom FET Rdson | Qg losses | Top FET switching loss | Deadtime loss | Inductor DCR loss | Inductor core loss | Cin Cout ESR | Iq loss | total loss | overall eff
Design | Input Value | Units | Std Units | Description | 92.04% | 1 | 0.15 | 0.24028 | 3.2597 | 26.0286 | 25.1828 | 0.31446 | 435926.2855 | 45.3896 | 0.00027688 | 0.00031975 | 0.0064488 | 0.0067686 | 0.94101 | 0.00088549 | 0.00088549 | 0.15414 | 4.7521e-05 | 4.7521e-05 | 0.15414 | 0.00023357 | 0.00023426 | 0.01875 | 0.001875 | 0.020859 | 0.27409 | 0.00042821 | 0.00042951 | 0.01 | 0 | 0.0048571 | 0.015287 | 0.005 | 0.041146 | 0.048847 | 0.18 | 78.655 | 0.4796% | 0.8793% | 58.86% | 3.838% | 9.943% | 0.6546% | 13.2% | 1.91% | 10.24% | 100% | 78.66%
Vin | 5 | V | 5 | Vin |  | 2 | 0.3 | 0.24057 | 3.2623 | 26.117 | 25.3963 | 0.52895 | 435573.4459 | 64.2126 | 0.00078339 | 0.00090536 | 0.013774 | 0.01468 | 0.94176 | 0.0008869 | 0.0008869 | 0.25944 | 0.00013461 | 0.00013461 | 0.25944 | 0.00066163 | 0.00066378 | 0.01875 | 0.00375 | 0.023164 | 0.46095 | 0.0012111 | 0.0012151 | 0.01 | 0 | 0.0053026 | 0.016518 | 0.005 | 0.044681 | 0.060383 | 0.36 | 85.6363 | 1.099% | 2.012% | 47.61% | 6.21% | 8.782% | 1.499% | 22.81% | 1.692% | 8.281% | 100% | 85.64%
Vout | 1.2 | V | 1.2 | Vout |  | 3 | 0.45 | 0.24085 | 3.2649 | 26.2145 | 25.6248 | 0.71706 | 435221.4761 | 78.671 | 0.0014397 | 0.0016651 | 0.021477 | 0.023142 | 0.94251 | 0.00088832 | 0.00088832 | 0.35191 | 0.00024768 | 0.00024768 | 0.35191 | 0.0012174 | 0.0012216 | 0.01875 | 0.005625 | 0.025597 | 0.62476 | 0.0022249 | 0.0022329 | 0.01 | 0 | 0.0057511 | 0.017984 | 0.005 | 0.048581 | 0.072859 | 0.54 | 88.1117 | 1.677% | 3.065% | 39.46% | 7.72% | 7.894% | 2.285% | 29.48% | 1.559% | 6.863% | 100% | 88.11%
Fsw | 500 | kHz | 500000 | Switching Frequency |  | 4 | 0.6 | 0.24114 | 3.2675 | 26.3194 | 25.8641 | 0.88988 | 434870.3736 | 90.8725 | 0.0022173 | 0.0025665 | 0.029438 | 0.032005 | 0.94325 | 0.00088973 | 0.00088973 | 0.43698 | 0.00038191 | 0.00038191 | 0.43698 | 0.0018771 | 0.0018843 | 0.01875 | 0.0075 | 0.028134 | 0.7752 | 0.0034253 | 0.0034387 | 0.01 | 0 | 0.0062026 | 0.019641 | 0.005 | 0.052776 | 0.086052 | 0.72 | 89.3243 | 2.19% | 3.996% | 33.41% | 8.716% | 7.208% | 2.982% | 34.21% | 1.478% | 5.81% | 100% | 89.32%
Iout | 15 | A | 15 | Max Output Current |  | 5 | 0.75 | 0.24142 | 3.2701 | 26.4307 | 26.1122 | 1.0522 | 434520.1359 | 101.6331 | 0.0030998 | 0.003591 | 0.0376 | 0.041191 | 0.944 | 0.00089114 | 0.00089114 | 0.51699 | 0.00053455 | 0.00053455 | 0.51699 | 0.0026273 | 0.0026382 | 0.01875 | 0.009375 | 0.030763 | 0.91641 | 0.0047869 | 0.0048071 | 0.01 | 0 | 0.0066569 | 0.021464 | 0.005 | 0.057227 | 0.099844 | 0.9 | 90.014 | 2.642% | 4.815% | 28.79% | 9.39% | 6.667% | 3.597% | 37.66% | 1.428% | 5.008% | 100% | 90.01%
Ta | 25 | degC | 25 | Ambient Temperature |  | 6 | 0.9 | 0.24171 | 3.2727 | 26.5477 | 26.3676 | 1.2066 | 434170.7603 | 111.3714 | 0.0040762 | 0.0047261 | 0.045927 | 0.050654 | 0.94475 | 0.00089255 | 0.00089255 | 0.59319 | 0.00070375 | 0.00070375 | 0.59319 | 0.003459 | 0.0034745 | 0.01875 | 0.01125 | 0.033474 | 1.0507 | 0.0062923 | 0.006321 | 0.01 | 0 | 0.0071138 | 0.023435 | 0.005 | 0.061909 | 0.11416 | 1.08 | 90.4402 | 3.044% | 5.537% | 25.18% | 9.855% | 6.231% | 4.14% | 40.23% | 1.398% | 4.38% | 100% | 90.44%
Vdd | 5 | V | 5 | equal to Vin for this part |  | 7 | 1.05 | 0.24199 | 3.2753 | 26.6701 | 26.6297 | 1.3547 | 433822.2443 | 120.3357 | 0.0051383 | 0.0059627 | 0.054396 | 0.060359 | 0.9455 | 0.00089396 | 0.00089396 | 0.6664 | 0.00088818 | 0.00088818 | 0.6664 | 0.0043654 | 0.0043865 | 0.01875 | 0.013125 | 0.036262 | 1.1794 | 0.0079289 | 0.0079679 | 0.01 | 0 | 0.0075734 | 0.025541 | 0.005 | 0.066803 | 0.12894 | 1.26 | 90.7164 | 3.402% | 6.179% | 22.3% | 10.18% | 5.873% | 4.624% | 42.19% | 1.382% | 3.878% | 100% | 90.72%
Outputs | [5 empty] | 8 | 1.2 | 0.24228 | 3.2779 | 26.7973 | 26.8977 | 1.4976 | 433474.5853 | 128.6879 | 0.00628 | 0.007294 | 0.06299 | 0.070284 | 0.94624 | 0.00089538 | 0.00089538 | 0.73715 | 0.0010868 | 0.0010868 | 0.73715 | 0.0053416 | 0.0053694 | 0.01875 | 0.015 | 0.039119 | 1.3036 | 0.0096869 | 0.0097382 | 0.01 | 0 | 0.0080354 | 0.027774 | 0.005 | 0.071893 | 0.14416 | 1.44 | 90.9 | 3.725% | 6.755% | 19.94% | 10.41% | 5.574% | 5.06% | 43.69% | 1.375% | 3.468% | 100% | 90.9%
Design | Value | Units | Std Units | Description |  | 9 | 1.35 | 0.24257 | 3.2805 | 26.9292 | 27.171 | 1.6362 | 433127.781 | 136.5403 | 0.0074961 | 0.0087144 | 0.071695 | 0.080409 | 0.94699 | 0.00089679 | 0.00089679 | 0.80585 | 0.0012988 | 0.0012988 | 0.80585 | 0.0063835 | 0.0064192 | 0.01875 | 0.016875 | 0.042044 | 1.424 | 0.011558 | 0.011624 | 0.01 | 0 | 0.0084999 | 0.030124 | 0.005 | 0.077168 | 0.15977 | 1.62 | 91.0229 | 4.018% | 7.275% | 17.99% | 10.56% | 5.32% | 5.454% | 44.87% | 1.374% | 3.129% | 100% | 91.02%
D | 0.25861 | index | 0.25861 | actual duty cycle @ Iout max |  | 10 | 1.5 | 0.24285 | 3.283 | 27.0655 | 27.4494 | 1.771 | 432781.8287 | 143.9747 | 0.0087825 | 0.010219 | 0.080501 | 0.09072 | 0.94773 | 0.0008982 | 0.0008982 | 0.87277 | 0.0015234 | 0.0015234 | 0.87277 | 0.0074877 | 0.0075326 | 0.01875 | 0.01875 | 0.045033 | 1.5411 | 0.013537 | 0.013619 | 0.01 | 0 | 0.0089668 | 0.032586 | 0.005 | 0.082619 | 0.17576 | 1.8 | 91.1042 | 4.286% | 7.749% | 16.36% | 10.67% | 5.102% | 5.814% | 45.8% | 1.378% | 2.845% | 100% | 91.1%
Dprime | 0.74139 | index | 0.74139 | 1-duty cycle |  | 11 | 1.65 | 0.24314 | 3.2856 | 27.4562 | 27.7244 | 1.9032 | 432436.7259 | 150.8155 | 0.010142 | 0.011812 | 0.089093 | 0.10091 | 0.94848 | 0.00089961 | 0.00089961 | 0.93844 | 0.0017613 | 0.0017613 | 0.93844 | 0.008657 | 0.0087186 | 0.01875 | 0.020625 | 0.048094 | 1.6557 | 0.015626 | 0.015739 | 0.01 | 0.0099676 | 0.0094489 | 0.045156 | 0.005 | 0.09825 | 0.20182 | 1.98 | 90.7501 | 4.32% | 7.799% | 14.25% | 10.22% | 4.682% | 5.853% | 44.15% | 1.319% | 2.478% | 95.06% | 90.75%
ILDelta | 3.5097 | A | 3.5097 | peak to peak inductor current ripple @ Iout max |  | 12 | 1.8 | 0.24342 | 3.2882 | 27.6115 | 27.774 | 2.035 | 432092.4702 | 150.9338 | 0.011595 | 0.013506 | 0.089233 | 0.10274 | 0.94922 | 0.00090102 | 0.00090102 | 1.004 | 0.002016 | 0.002016 | 1.004 | 0.0099088 | 0.0099838 | 0.01875 | 0.0225 | 0.051234 | 1.77 | 0.017858 | 0.017996 | 0.01 | 0.0099646 | 0.010265 | 0.048226 | 0.005 | 0.10446 | 0.21012 | 2.16 | 91.1348 | 4.752% | 8.565% | 13.68% | 10.71% | 4.886% | 6.428% | 42.47% | 1.388% | 2.38% | 95.26% | 91.13%
Ildelta as percent | 23.3978 | % | 0.23398 | peak to peak inductor current ripple/Iout max |  | 13 | 1.95 | 0.24371 | 3.2908 | 27.7753 | 27.8275 | 2.1691 | 431749.0591 | 151.052 | 0.013174 | 0.015348 | 0.089372 | 0.10472 | 0.94997 | 0.00090243 | 0.00090243 | 1.0708 | 0.0022933 | 0.0022933 | 1.0708 | 0.011271 | 0.011362 | 0.01875 | 0.024375 | 0.054487 | 1.8863 | 0.020282 | 0.020448 | 0.01 | 0.0099617 | 0.011115 | 0.051525 | 0.005 | 0.11101 | 0.21893 | 2.34 | 91.4445 | 5.19% | 9.34% | 13.13% | 11.13% | 5.077% | 7.011% | 40.82% | 1.46% | 2.284% | 95.45% | 91.44%
Part Power | Value | Units | Std Units | Description |  | 14 | 2.1 | 0.24399 | 3.2933 | 27.9472 | 27.8849 | 2.3052 | 431406.49 | 151.1701 | 0.014879 | 0.017338 | 0.089512 | 0.10685 | 0.95071 | 0.00090385 | 0.00090385 | 1.1387 | 0.0025931 | 0.0025931 | 1.1387 | 0.012745 | 0.012854 | 0.01875 | 0.02625 | 0.057854 | 2.0043 | 0.022899 | 0.023098 | 0.01 | 0.0099587 | 0.011979 | 0.055036 | 0.005 | 0.11789 | 0.22824 | 2.52 | 91.6952 | 5.632% | 10.12% | 12.6% | 11.5% | 5.249% | 7.596% | 39.22% | 1.532% | 2.191% | 95.64% | 91.7%
Power Dis | 1.4657 | W | 1.4657 | part internal power dissipation at iout max |  | 15 | 2.25 | 0.24428 | 3.2959 | 28.1272 | 27.9464 | 2.4429 | 431064.7607 | 151.2881 | 0.01671 | 0.019475 | 0.089652 | 0.10913 | 0.95145 | 0.00090526 | 0.00090526 | 1.2074 | 0.0029156 | 0.0029156 | 1.2074 | 0.01433 | 0.01446 | 0.01875 | 0.028125 | 0.061335 | 2.1237 | 0.025707 | 0.025944 | 0.01 | 0.0099558 | 0.012855 | 0.058755 | 0.005 | 0.12509 | 0.23804 | 2.7 | 91.8981 | 6.075% | 10.9% | 12.08% | 11.82% | 5.4% | 8.182% | 37.66% | 1.605% | 2.101% | 95.82% | 91.9%
Temp rise | 36.6423 | Deg C | 36.6423 | part junction rise from ambient |  | 16 | 2.4 | 0.24456 | 3.2985 | 28.3153 | 28.0119 | 2.582 | 430723.8685 | 151.406 | 0.018667 | 0.021761 | 0.089791 | 0.11155 | 0.95219 | 0.00090667 | 0.00090667 | 1.2769 | 0.0032609 | 0.0032609 | 1.2769 | 0.016027 | 0.016181 | 0.01875 | 0.03 | 0.064931 | 2.2442 | 0.028707 | 0.028987 | 0.01 | 0.0099528 | 0.01374 | 0.06268 | 0.005 | 0.13261 | 0.24833 | 2.88 | 92.0619 | 6.516% | 11.67% | 11.58% | 12.08% | 5.533% | 8.763% | 36.16% | 1.678% | 2.013% | 95.99% | 92.06%
[6 empty] | 17 | 2.55 | 0.24485 | 3.3011 | 28.5113 | 28.0814 | 2.7222 | 430383.8111 | 151.5238 | 0.02075 | 0.024195 | 0.089931 | 0.11413 | 0.95293 | 0.00090808 | 0.00090808 | 1.347 | 0.003629 | 0.003629 | 1.347 | 0.017836 | 0.018018 | 0.01875 | 0.031875 | 0.068643 | 2.3656 | 0.031898 | 0.032228 | 0.01 | 0.0099499 | 0.014633 | 0.066811 | 0.005 | 0.14045 | 0.25912 | 3.06 | 92.1932 | 6.954% | 12.44% | 11.1% | 12.3% | 5.647% | 9.337% | 34.71% | 1.751% | 1.93% | 96.16% | 92.19%
Components | Input Value | Units | Std Units | Description |  | 18 | 2.7 | 0.24514 | 3.3036 | 28.7154 | 28.1549 | 2.8635 | 430044.5861 | 151.6415 | 0.022959 | 0.026777 | 0.09007 | 0.11685 | 0.95367 | 0.00090949 | 0.00090949 | 1.4177 | 0.00402 | 0.00402 | 1.4177 | 0.019758 | 0.019971 | 0.01875 | 0.03375 | 0.072471 | 2.4879 | 0.03528 | 0.035667 | 0.01 | 0.0099469 | 0.015533 | 0.071147 | 0.005 | 0.14862 | 0.27039 | 3.24 | 92.2973 | 7.386% | 13.19% | 10.63% | 12.48% | 5.745% | 9.903% | 33.31% | 1.823% | 1.849% | 96.32% | 92.3%
L | 0.56 | uH | 5.6e-07 | Output Inductor Inductance Value |  | 19 | 2.85 | 0.24542 | 3.3062 | 28.9276 | 28.2324 | 3.0056 | 429706.191 | 151.7591 | 0.025294 | 0.029508 | 0.09021 | 0.11972 | 0.95441 | 0.0009109 | 0.0009109 | 1.489 | 0.004434 | 0.004434 | 1.489 | 0.021793 | 0.022041 | 0.01875 | 0.035625 | 0.076416 | 2.6108 | 0.038853 | 0.039304 | 0.01 | 0.009944 | 0.016439 | 0.075687 | 0.005 | 0.1571 | 0.28217 | 3.42 | 92.3783 | 7.811% | 13.93% | 10.19% | 12.63% | 5.826% | 10.46% | 31.97% | 1.894% | 1.772% | 96.48% | 92.38%
Rdcr | 1.8 | mOhms | 0.0018 | Inductor Series Resistance at -15 Degrees C |  | 20 | 3 | 0.24571 | 3.3087 | 29.1478 | 28.3139 | 3.1484 | 429368.6234 | 151.8767 | 0.027754 | 0.032388 | 0.09035 | 0.12274 | 0.95515 | 0.00091231 | 0.00091231 | 1.5606 | 0.0048711 | 0.0048711 | 1.5606 | 0.023941 | 0.024229 | 0.01875 | 0.0375 | 0.080479 | 2.7344 | 0.042618 | 0.043139 | 0.01 | 0.009941 | 0.017352 | 0.080432 | 0.005 | 0.16591 | 0.29443 | 3.6 | 92.4397 | 8.229% | 14.65% | 9.765% | 12.74% | 5.893% | 11% | 30.69% | 1.964% | 1.698% | 96.62% | 92.44%
LTc | 3854 | ppm | 0.003854 | Inductor Series Resistance Temp Co |  | 21 | 3.15 | 0.246 | 3.3113 | 29.3761 | 28.3995 | 3.2918 | 429031.881 | 151.9941 | 0.030341 | 0.035416 | 0.090489 | 0.12591 | 0.95589 | 0.00091373 | 0.00091373 | 1.6327 | 0.0053313 | 0.0053313 | 1.6327 | 0.026203 | 0.026536 | 0.01875 | 0.039375 | 0.084661 | 2.8584 | 0.046572 | 0.047173 | 0.01 | 0.0099381 | 0.01827 | 0.085382 | 0.005 | 0.17504 | 0.30719 | 3.78 | 92.484 | 8.638% | 15.36% | 9.359% | 12.82% | 5.947% | 11.53% | 29.46% | 2.033% | 1.628% | 96.76% | 92.48%
ThetaCa | 27 | degC/W | 27 | Core to Ambient Thermal Resistance |  | 22 | 3.3 | 0.24473 | 3.3037 | 29.6292 | 28.474 | 3.435 | 430524.502 | 151.6446 | 0.033039 | 0.038574 | 0.090093 | 0.12867 | 0.95369 | 0.00090953 | 0.00090953 | 1.6993 | 0.0057755 | 0.0057755 | 1.6993 | 0.017702 | 0.017939 | 0.0375 | 0.04125 | 0.096689 | 2.9853 | 0.033865 | 0.034327 | 0.02 | 0.0099595 | 0.019192 | 0.083479 | 0.005 | 0.18517 | 0.32052 | 3.96 | 92.5121 | 5.597% | 10.71% | 17.94% | 12.87% | 5.988% | 12.03% | 28.11% | 2.086% | 1.56% | 96.89% | 92.51%
AclmKfe | 26.6 | W | 26.6 | core volume * core loss constant (Vishay cell G8) |  | 23 | 3.45 | 0.24495 | 3.3058 | 29.8124 | 28.567 | 3.5796 | 430268.5593 | 151.7412 | 0.035877 | 0.041901 | 0.090209 | 0.13211 | 0.9543 | 0.00091069 | 0.00091069 | 1.7716 | 0.0062771 | 0.0062771 | 1.7716 | 0.019239 | 0.019508 | 0.0375 | 0.043125 | 0.10013 | 3.1104 | 0.036764 | 0.037285 | 0.02 | 0.0099577 | 0.020121 | 0.087364 | 0.005 | 0.1925 | 0.33179 | 4.14 | 92.5803 | 5.88% | 11.24% | 17.33% | 13% | 6.064% | 12.63% | 27.19% | 2.166% | 1.507% | 97% | 92.58%
ET100 | 1.22 | V-us | 1.22 | V-us @ 100gauss = n*Ac/50 |  | 24 | 3.6 | 0.24516 | 3.3079 | 30.0009 | 28.6639 | 3.7245 | 430013.1008 | 151.8377 | 0.038841 | 0.045377 | 0.090324 | 0.1357 | 0.95491 | 0.00091185 | 0.00091185 | 1.8441 | 0.0068017 | 0.0068017 | 1.8441 | 0.020847 | 0.02115 | 0.0375 | 0.045 | 0.10365 | 3.2359 | 0.03979 | 0.040377 | 0.02 | 0.0099559 | 0.021055 | 0.091387 | 0.005 | 0.20004 | 0.34345 | 4.32 | 92.6352 | 6.158% | 11.76% | 16.74% | 13.1% | 6.13% | 13.21% | 26.3% | 2.246% | 1.456% | 97.1% | 92.64%
zeta | 0.188 |  | 0.188 | feff^zeta describes frequency dependence of Kfe |  | 25 | 3.75 | 0.24538 | 3.31 | 30.1947 | 28.765 | 3.8698 | 429758.1253 | 151.9342 | 0.041931 | 0.049004 | 0.09044 | 0.13944 | 0.95551 | 0.00091301 | 0.00091301 | 1.9169 | 0.0073493 | 0.0073493 | 1.9169 | 0.022526 | 0.022865 | 0.0375 | 0.046875 | 0.10724 | 3.3617 | 0.042943 | 0.043601 | 0.02 | 0.009954 | 0.021993 | 0.095549 | 0.005 | 0.20779 | 0.35549 | 4.5 | 92.6785 | 6.432% | 12.26% | 16.17% | 13.19% | 6.187% | 13.78% | 25.44% | 2.324% | 1.406% | 97.2% | 92.68%
beta | 2.188 |  | 2.188 | deltaB^beta characterizes core loss vs deltaB |  | 26 | 3.9 | 0.24559 | 3.3121 | 30.3938 | 28.8701 | 4.0155 | 429503.6317 | 152.0307 | 0.045148 | 0.052781 | 0.090556 | 0.14334 | 0.95612 | 0.00091417 | 0.00091417 | 1.99 | 0.00792 | 0.00792 | 1.99 | 0.024275 | 0.024655 | 0.0375 | 0.04875 | 0.1109 | 3.4877 | 0.046224 | 0.046959 | 0.02 | 0.0099522 | 0.022936 | 0.099848 | 0.005 | 0.21575 | 0.36792 | 4.68 | 92.7114 | 6.701% | 12.76% | 15.63% | 13.25% | 6.234% | 14.35% | 24.61% | 2.401% | 1.359% | 97.3% | 92.71%
Cin | 100 | uF | 0.0001 | Input Capacitor Capacitance |  | 27 | 4.05 | 0.24581 | 3.3142 | 30.5982 | 28.9793 | 4.1615 | 429249.6189 | 152.1271 | 0.04849 | 0.056709 | 0.090671 | 0.14738 | 0.95673 | 0.00091532 | 0.00091532 | 2.0632 | 0.0085138 | 0.0085138 | 2.0632 | 0.026095 | 0.026518 | 0.0375 | 0.050625 | 0.11464 | 3.614 | 0.049632 | 0.050451 | 0.02 | 0.0099503 | 0.023884 | 0.10429 | 0.005 | 0.22393 | 0.38074 | 4.86 | 92.735 | 6.965% | 13.25% | 15.1% | 13.3% | 6.273% | 14.89% | 23.81% | 2.477% | 1.313% | 97.39% | 92.74%
RCinEsr | 2 | mOhms | 0.002 | Input Capacitor Series Resistance |  | 28 | 4.2 | 0.24603 | 3.3163 | 30.808 | 29.0925 | 4.3077 | 428996.0859 | 152.2234 | 0.051958 | 0.060788 | 0.090787 | 0.15157 | 0.95733 | 0.00091648 | 0.00091648 | 2.1367 | 0.0091307 | 0.0091307 | 2.1367 | 0.027986 | 0.028457 | 0.0375 | 0.0525 | 0.11846 | 3.7405 | 0.053166 | 0.054077 | 0.02 | 0.0099485 | 0.024836 | 0.10886 | 0.005 | 0.23232 | 0.39394 | 5.04 | 92.7504 | 7.224% | 13.73% | 14.6% | 13.33% | 6.305% | 15.43% | 23.05% | 2.55% | 1.269% | 97.47% | 92.75%
Cout | 150 | uF | 0.00015 | Output Capacitor Capcitance |  | 29 | 4.35 | 0.24624 | 3.3184 | 31.0231 | 29.2098 | 4.4542 | 428743.0316 | 152.3197 | 0.055552 | 0.065018 | 0.090902 | 0.15592 | 0.95794 | 0.00091764 | 0.00091764 | 2.2103 | 0.0097709 | 0.0097709 | 2.2103 | 0.029948 | 0.030471 | 0.0375 | 0.054375 | 0.12235 | 3.8671 | 0.056828 | 0.057838 | 0.02 | 0.0099467 | 0.025792 | 0.11358 | 0.005 | 0.24092 | 0.40753 | 5.22 | 92.7583 | 7.477% | 14.19% | 14.11% | 13.34% | 6.329% | 15.95% | 22.31% | 2.623% | 1.227% | 97.56% | 92.76%
RCoutEsr | 1 | mOhms | 0.001 | Output Capacitor Series Resistance |  | 30 | 4.5 | 0.24646 | 3.3205 | 31.2435 | 29.3313 | 4.601 | 428490.4548 | 152.416 | 0.059273 | 0.0694 | 0.091018 | 0.16042 | 0.95854 | 0.0009188 | 0.0009188 | 2.2841 | 0.010434 | 0.010434 | 2.2841 | 0.031981 | 0.03256 | 0.0375 | 0.05625 | 0.12631 | 3.9939 | 0.060616 | 0.061733 | 0.02 | 0.0099448 | 0.026753 | 0.11843 | 0.005 | 0.24974 | 0.42151 | 5.4 | 92.7594 | 7.725% | 14.65% | 13.64% | 13.34% | 6.347% | 16.46% | 21.59% | 2.693% | 1.186% | 97.64% | 92.76%
Rpar | 1 | mOhms | 0.001 | board trace resistance in series with inductor |  | 31 | 4.65 | 0.24667 | 3.3226 | 31.4694 | 29.4568 | 4.7479 | 428238.3546 | 152.5122 | 0.063119 | 0.073933 | 0.091134 | 0.16507 | 0.95915 | 0.00091997 | 0.00091997 | 2.3581 | 0.011121 | 0.011121 | 2.3581 | 0.034087 | 0.034726 | 0.0375 | 0.058125 | 0.13035 | 4.1209 | 0.064531 | 0.065763 | 0.02 | 0.009943 | 0.027718 | 0.12342 | 0.005 | 0.25877 | 0.43588 | 5.58 | 92.7545 | 7.967% | 15.09% | 13.19% | 13.34% | 6.359% | 16.96% | 20.91% | 2.762% | 1.147% | 97.72% | 92.75%
Part | Input Value | Units | Std Units | Description |  | 32 | 4.8 | 0.24689 | 3.3247 | 31.7006 | 29.5865 | 4.895 | 427986.7298 | 152.6083 | 0.067091 | 0.07862 | 0.091249 | 0.16987 | 0.95975 | 0.00092113 | 0.00092113 | 2.4322 | 0.011831 | 0.011831 | 2.4322 | 0.036263 | 0.036968 | 0.0375 | 0.06 | 0.13447 | 4.248 | 0.068573 | 0.069928 | 0.02 | 0.0099412 | 0.028686 | 0.12856 | 0.005 | 0.26802 | 0.45065 | 5.76 | 92.744 | 8.203% | 15.52% | 12.76% | 13.31% | 6.366% | 17.45% | 20.25% | 2.83% | 1.11% | 97.79% | 92.74%
Tr | 5 | ns | 5e-09 | Switch rise time |  | 33 | 4.95 | 0.2471 | 3.3268 | 31.9372 | 29.7203 | 5.0423 | 427735.5794 | 152.7045 | 0.071189 | 0.083459 | 0.091365 | 0.17482 | 0.96036 | 0.00092229 | 0.00092229 | 2.5065 | 0.012565 | 0.012565 | 2.5065 | 0.038512 | 0.039287 | 0.0375 | 0.061875 | 0.13866 | 4.3752 | 0.07274 | 0.074229 | 0.02 | 0.0099393 | 0.029659 | 0.13383 | 0.005 | 0.27749 | 0.4658 | 5.94 | 92.7285 | 8.434% | 15.94% | 12.34% | 13.28% | 6.367% | 17.92% | 19.61% | 2.896% | 1.073% | 97.87% | 92.73%
Tf | 5 | ns | 5e-09 | switch fall time |  | 34 | 5.1 | 0.24732 | 3.3289 | 32.1793 | 29.8582 | 5.1897 | 427484.9022 | 152.8005 | 0.075414 | 0.088451 | 0.091481 | 0.17993 | 0.96096 | 0.00092345 | 0.00092345 | 2.5809 | 0.013322 | 0.013322 | 2.5809 | 0.040833 | 0.041683 | 0.0375 | 0.06375 | 0.14293 | 4.5025 | 0.077035 | 0.078666 | 0.02 | 0.0099375 | 0.030635 | 0.13924 | 0.005 | 0.28717 | 0.48135 | 6.12 | 92.7083 | 8.66% | 16.34% | 11.95% | 13.24% | 6.364% | 18.38% | 19.01% | 2.96% | 1.039% | 97.94% | 92.71%
Deadtime1 | 10 | nS | 1e-08 | PMOS off to NMOS on deadtime |  | 35 | 5.25 | 0.24754 | 3.331 | 32.4268 | 30.0002 | 5.3373 | 427234.6973 | 152.8965 | 0.079764 | 0.093597 | 0.091597 | 0.18519 | 0.96157 | 0.00092461 | 0.00092461 | 2.6555 | 0.014103 | 0.014103 | 2.6555 | 0.043226 | 0.044157 | 0.0375 | 0.065625 | 0.14728 | 4.6299 | 0.081455 | 0.08324 | 0.02 | 0.0099356 | 0.031616 | 0.14479 | 0.005 | 0.29707 | 0.49729 | 6.3 | 92.6839 | 8.879% | 16.74% | 11.56% | 13.2% | 6.358% | 18.82% | 18.42% | 3.022% | 1.005% | 98% | 92.68%
Deadtime2 | 10 | nS | 1e-08 | NMOS off to PMOS on deadtime |  | 36 | 5.4 | 0.24775 | 3.3331 | 32.6798 | 30.1465 | 5.485 | 426984.9636 | 152.9925 | 0.08424 | 0.098897 | 0.091712 | 0.19061 | 0.96217 | 0.00092577 | 0.00092577 | 2.7302 | 0.014908 | 0.014908 | 2.7302 | 0.045692 | 0.046709 | 0.0375 | 0.0675 | 0.15171 | 4.7573 | 0.086002 | 0.08795 | 0.02 | 0.0099338 | 0.0326 | 0.15048 | 0.005 | 0.30719 | 0.51364 | 6.48 | 92.6557 | 9.094% | 17.12% | 11.19% | 13.14% | 6.347% | 19.25% | 17.86% | 3.083% | 0.9735% | 98.07% | 92.66%
IQ | 1 | mA | 0.001 | Quiescent Current Of Part(Not Switching!) |  | 37 | 5.55 | 0.24797 | 3.3351 | 32.9383 | 30.2969 | 5.6329 | 426735.7 | 153.0885 | 0.088842 | 0.10435 | 0.091828 | 0.19618 | 0.96277 | 0.00092693 | 0.00092693 | 2.805 | 0.015736 | 0.015736 | 2.805 | 0.04823 | 0.04934 | 0.0375 | 0.069375 | 0.15622 | 4.8848 | 0.090674 | 0.092797 | 0.02 | 0.009932 | 0.033587 | 0.15632 | 0.005 | 0.31753 | 0.53037 | 6.66 | 92.6238 | 9.303% | 17.5% | 10.84% | 13.08% | 6.333% | 19.68% | 17.31% | 3.142% | 0.9427% | 98.13% | 92.62%
Theta Ja | 25 | degC/W | 25 | Junction to Ambient Resistance |  | 38 | 5.7 | 0.24818 | 3.3372 | 33.2023 | 30.4514 | 5.7808 | 426486.9054 | 153.1843 | 0.093571 | 0.10996 | 0.091944 | 0.20191 | 0.96338 | 0.00092809 | 0.00092809 | 2.8799 | 0.016588 | 0.016588 | 2.8799 | 0.050841 | 0.05205 | 0.0375 | 0.07125 | 0.1608 | 5.0124 | 0.095472 | 0.097782 | 0.02 | 0.0099301 | 0.034579 | 0.16229 | 0.005 | 0.32809 | 0.54751 | 6.84 | 92.5887 | 9.507% | 17.86% | 10.5% | 13.01% | 6.316% | 20.08% | 16.79% | 3.199% | 0.9132% | 98.19% | 92.59%
Ieff trip @ 5V | 5 | A | 5 | optimizer peak current trip point @ 5V |  | 39 | 5.85 | 0.2484 | 3.3393 | 33.4718 | 30.6102 | 5.9289 | 426238.5789 | 153.2802 | 0.098425 | 0.11573 | 0.09206 | 0.20779 | 0.96398 | 0.00092925 | 0.00092925 | 2.9549 | 0.017463 | 0.017463 | 2.9549 | 0.053525 | 0.05484 | 0.0375 | 0.073125 | 0.16547 | 5.14 | 0.1004 | 0.10291 | 0.02 | 0.0099283 | 0.035574 | 0.16841 | 0.005 | 0.33887 | 0.56505 | 7.02 | 92.5505 | 9.705% | 18.21% | 10.18% | 12.94% | 6.296% | 20.48% | 16.29% | 3.255% | 0.8849% | 98.24% | 92.55%
Ieff trip @ 3.3V | 3 | A | 3 | optimizer peak current trip point @ 3.3V |  | 40 | 6 | 0.24862 | 3.3414 | 33.7469 | 30.7732 | 6.077 | 425990.7193 | 153.376 | 0.10341 | 0.12165 | 0.092176 | 0.21382 | 0.96458 | 0.00093042 | 0.00093042 | 3.0301 | 0.018363 | 0.018363 | 3.0301 | 0.056282 | 0.05771 | 0.0375 | 0.075 | 0.17021 | 5.2677 | 0.10545 | 0.10817 | 0.02 | 0.0099264 | 0.036573 | 0.17467 | 0.005 | 0.34988 | 0.58299 | 7.2 | 92.5094 | 9.899% | 18.55% | 9.863% | 12.86% | 6.273% | 20.87% | 15.81% | 3.309% | 0.8576% | 98.3% | 92.51%
Efftrip | 3.2452 | A | 3.2452 | Iout at which FETs switch over |  | 41 | 6.15 | 0.24883 | 3.3435 | 34.0276 | 30.9404 | 6.2253 | 425743.3257 | 153.4717 | 0.10851 | 0.12772 | 0.092291 | 0.22002 | 0.96518 | 0.00093158 | 0.00093158 | 3.1054 | 0.019286 | 0.019286 | 3.1054 | 0.059113 | 0.060661 | 0.0375 | 0.076875 | 0.17504 | 5.3954 | 0.11062 | 0.11357 | 0.02 | 0.0099246 | 0.037575 | 0.18107 | 0.005 | 0.3611 | 0.60134 | 7.38 | 92.4657 | 10.09% | 18.89% | 9.562% | 12.78% | 6.249% | 21.24% | 15.35% | 3.362% | 0.8315% | 98.35% | 92.47%
Top FET | Input Value | Units | Std Units | Description |  | 42 | 6.3 | 0.24905 | 3.3456 | 34.3138 | 31.1119 | 6.3736 | 425496.3969 | 153.5674 | 0.11374 | 0.13396 | 0.092407 | 0.22636 | 0.96578 | 0.00093274 | 0.00093274 | 3.1807 | 0.020234 | 0.020234 | 3.1807 | 0.062017 | 0.063692 | 0.0375 | 0.07875 | 0.17994 | 5.5232 | 0.11592 | 0.11911 | 0.02 | 0.0099228 | 0.038581 | 0.18761 | 0.005 | 0.37255 | 0.62008 | 7.56 | 92.4196 | 10.27% | 19.21% | 9.273% | 12.7% | 6.222% | 21.6% | 14.9% | 3.414% | 0.8063% | 98.4% | 92.42%
Rdson Top @ 5V | 6.13 | mOhms | 0.00613 | drain to source resistance of top FET at 5V VDD, 25C |  | 43 | 6.45 | 0.24926 | 3.3477 | 34.6057 | 31.2875 | 6.522 | 425249.932 | 153.6631 | 0.1191 | 0.14035 | 0.092523 | 0.23287 | 0.96639 | 0.0009339 | 0.0009339 | 3.2562 | 0.021206 | 0.021206 | 3.2562 | 0.064995 | 0.066805 | 0.0375 | 0.080625 | 0.18493 | 5.651 | 0.12135 | 0.12479 | 0.02 | 0.0099209 | 0.03959 | 0.1943 | 0.005 | 0.38423 | 0.63924 | 7.74 | 92.3712 | 10.45% | 19.52% | 8.995% | 12.61% | 6.193% | 21.96% | 14.47% | 3.463% | 0.7822% | 98.45% | 92.37%
RdsonSM Top @ 5V | 9.83 | mOhms | 0.00983 | resistance of small top FET at 5V VDD, 25C |  | 44 | 6.6 | 0.24948 | 3.3497 | 34.9032 | 31.4675 | 6.6705 | 425003.9299 | 153.7587 | 0.12459 | 0.1469 | 0.092639 | 0.23954 | 0.96699 | 0.00093506 | 0.00093506 | 3.3318 | 0.022201 | 0.022201 | 3.3318 | 0.068047 | 0.070001 | 0.0375 | 0.0825 | 0.19 | 5.7788 | 0.1269 | 0.13061 | 0.02 | 0.0099191 | 0.040603 | 0.20113 | 0.005 | 0.39613 | 0.6588 | 7.92 | 92.3206 | 10.63% | 19.82% | 8.728% | 12.52% | 6.163% | 22.3% | 14.06% | 3.512% | 0.759% | 98.49% | 92.32%
RdsonTopTc | 2900 | ppm | 0.0029 | Drain to Source Resistance Temp Co |  | 45 | 6.75 | 0.2497 | 3.3518 | 35.2064 | 31.6517 | 6.819 | 424758.3896 | 153.8542 | 0.1302 | 0.15361 | 0.092755 | 0.24636 | 0.96759 | 0.00093623 | 0.00093623 | 3.4074 | 0.023221 | 0.023221 | 3.4074 | 0.071172 | 0.073279 | 0.0375 | 0.084375 | 0.19515 | 5.9066 | 0.13258 | 0.13657 | 0.02 | 0.0099172 | 0.041619 | 0.2081 | 0.005 | 0.40826 | 0.67877 | 8.1 | 92.268 | 10.8% | 20.12% | 8.471% | 12.43% | 6.131% | 22.63% | 13.67% | 3.559% | 0.7366% | 98.54% | 92.27%
QgTop @ 5V | 15 | nC | 1.5e-08 | Gate charge of Top FET at 5V VDD |  | 46 | 6.9 | 0.24991 | 3.3539 | 35.5153 | 31.8403 | 6.9676 | 424513.3101 | 153.9497 | 0.13593 | 0.16047 | 0.092871 | 0.25334 | 0.96819 | 0.00093739 | 0.00093739 | 3.4832 | 0.024265 | 0.024265 | 3.4832 | 0.074373 | 0.076641 | 0.0375 | 0.08625 | 0.20039 | 6.0345 | 0.13838 | 0.14267 | 0.02 | 0.0099154 | 0.042638 | 0.21522 | 0.005 | 0.42061 | 0.69916 | 8.28 | 92.2135 | 10.96% | 20.41% | 8.224% | 12.34% | 6.099% | 22.95% | 13.28% | 3.605% | 0.7151% | 98.58% | 92.21%
QgSMTop @ 5V | 7.5 | nC | 7.5e-09 | Gate charge of Top FET at 5V VDD |  | 47 | 7.05 | 0.25013 | 3.356 | 35.83 | 32.0331 | 7.1163 | 424268.6903 | 154.0452 | 0.14179 | 0.1675 | 0.092987 | 0.26048 | 0.96879 | 0.00093855 | 0.00093855 | 3.559 | 0.025333 | 0.025333 | 3.559 | 0.077647 | 0.080086 | 0.0375 | 0.088125 | 0.20571 | 6.1623 | 0.1443 | 0.14891 | 0.02 | 0.0099136 | 0.043661 | 0.22249 | 0.005 | 0.4332 | 0.71995 | 8.46 | 92.1573 | 11.12% | 20.68% | 7.987% | 12.24% | 6.064% | 23.26% | 12.92% | 3.649% | 0.6945% | 98.62% | 92.16%
RdsonTop | 6.13 | mOhms | 0.00613 | Drain to Source Resistance of Top FET @ VDD |  | 48 | 7.2 | 0.25034 | 3.3581 | 36.1503 | 32.2302 | 7.265 | 424024.5293 | 154.1406 | 0.14778 | 0.17468 | 0.093103 | 0.26779 | 0.96939 | 0.00093972 | 0.00093972 | 3.635 | 0.026426 | 0.026426 | 3.635 | 0.080996 | 0.083615 | 0.0375 | 0.09 | 0.21112 | 6.2902 | 0.15035 | 0.1553 | 0.02 | 0.0099117 | 0.044688 | 0.2299 | 0.005 | 0.44601 | 0.74117 | 8.64 | 92.0994 | 11.28% | 20.95% | 7.758% | 12.14% | 6.029% | 23.57% | 12.56% | 3.692% | 0.6746% | 98.66% | 92.1%
RdsonSMTop | 9.83 | mOhms | 0.00983 | Drain to Source Resistance of small Top FET @ VDD |  | 49 | 7.35 | 0.25056 | 3.3601 | 36.4765 | 32.4317 | 7.4137 | 423780.8259 | 154.236 | 0.1539 | 0.18203 | 0.093219 | 0.27525 | 0.96999 | 0.00094088 | 0.00094088 | 3.711 | 0.027543 | 0.027543 | 3.711 | 0.08442 | 0.08723 | 0.0375 | 0.091875 | 0.2166 | 6.4181 | 0.15653 | 0.16183 | 0.02 | 0.0099099 | 0.045717 | 0.23745 | 0.005 | 0.45906 | 0.76279 | 8.82 | 92.04 | 11.44% | 21.22% | 7.538% | 12.04% | 5.993% | 23.86% | 12.22% | 3.734% | 0.6555% | 98.7% | 92.04%
QgTop | 15 | nC | 1.5e-08 | Gate Charge Of Top FET @ VDD |  | 50 | 7.5 | 0.25078 | 3.3622 | 36.8085 | 32.6376 | 7.5625 | 423537.5792 | 154.3313 | 0.16014 | 0.18954 | 0.093335 | 0.28287 | 0.97059 | 0.00094204 | 0.00094204 | 3.7871 | 0.028685 | 0.028685 | 3.7871 | 0.087919 | 0.09093 | 0.0375 | 0.09375 | 0.22218 | 6.546 | 0.16283 | 0.1685 | 0.02 | 0.009908 | 0.04675 | 0.24516 | 0.005 | 0.47234 | 0.78484 | 9 | 91.979 | 11.59% | 21.47% | 7.326% | 11.95% | 5.957% | 24.15% | 11.89% | 3.775% | 0.6371% | 98.74% | 91.98%
QgSMTop | 7.5 | nC | 7.5e-09 | Gate Charge Of Top FET @ VDD |  | 51 | 7.65 | 0.25099 | 3.3643 | 37.1463 | 32.8478 | 7.7114 | 423294.7883 | 154.4266 | 0.1665 | 0.19721 | 0.093451 | 0.29066 | 0.97119 | 0.00094321 | 0.00094321 | 3.8633 | 0.029851 | 0.029851 | 3.8633 | 0.091493 | 0.094716 | 0.0375 | 0.095625 | 0.22784 | 6.6738 | 0.16925 | 0.17532 | 0.02 | 0.0099062 | 0.047786 | 0.25301 | 0.005 | 0.48585 | 0.8073 | 9.18 | 91.9167 | 11.73% | 21.72% | 7.122% | 11.84% | 5.919% | 24.43% | 11.58% | 3.814% | 0.6193% | 98.77% | 91.92%
Bottom FET | Input Value | Units | Std Units | Description |  | 52 | 7.8 | 0.25121 | 3.3664 | 37.4899 | 33.0624 | 7.8603 | 423052.452 | 154.5218 | 0.173 | 0.20504 | 0.093567 | 0.29861 | 0.97179 | 0.00094437 | 0.00094437 | 3.9396 | 0.031042 | 0.031042 | 3.9396 | 0.095142 | 0.098589 | 0.0375 | 0.0975 | 0.23359 | 6.8017 | 0.1758 | 0.18228 | 0.02 | 0.0099044 | 0.048825 | 0.26101 | 0.005 | 0.4996 | 0.83019 | 9.36 | 91.853 | 11.88% | 21.96% | 6.926% | 11.74% | 5.881% | 24.7% | 11.27% | 3.853% | 0.6023% | 98.81% | 91.85%
RdsonBot @ 5V | 3.8 | mOhms | 0.0038 | Drain To Source Resistance of Bottom FET @ 5V, 25C |  | 53 | 7.95 | 0.25143 | 3.3684 | 37.8395 | 33.2814 | 8.0092 | 422810.5694 | 154.617 | 0.17961 | 0.21304 | 0.093683 | 0.30672 | 0.97239 | 0.00094553 | 0.00094553 | 4.016 | 0.032257 | 0.032257 | 4.016 | 0.098867 | 0.10255 | 0.0375 | 0.099375 | 0.23942 | 6.9296 | 0.18247 | 0.18939 | 0.02 | 0.0099025 | 0.049868 | 0.26916 | 0.005 | 0.51358 | 0.8535 | 9.54 | 91.7881 | 12.02% | 22.19% | 6.737% | 11.64% | 5.843% | 24.96% | 10.98% | 3.89% | 0.5858% | 98.84% | 91.79%
RdsonSMBot @ 5V | 5.7 | mOhms | 0.0057 | Resistance of small Bottom FET @ 5V, 25C |  | 54 | 8.1 | 0.25164 | 3.3705 | 38.195 | 33.5049 | 8.1582 | 422569.1394 | 154.7122 | 0.18636 | 0.2212 | 0.093799 | 0.315 | 0.97298 | 0.0009467 | 0.0009467 | 4.0925 | 0.033497 | 0.033497 | 4.0925 | 0.10267 | 0.1066 | 0.0375 | 0.10125 | 0.24535 | 7.0575 | 0.18927 | 0.19664 | 0.02 | 0.0099007 | 0.050914 | 0.27745 | 0.005 | 0.5278 | 0.87724 | 9.72 | 91.722 | 12.15% | 22.42% | 6.555% | 11.54% | 5.804% | 25.22% | 10.69% | 3.926% | 0.57% | 98.87% | 91.72%
RdsonBotTc | 2950 | ppm | 0.00295 | Drain To Source Resitance Temp Co |  | 55 | 8.25 | 0.25186 | 3.3726 | 38.5564 | 33.7328 | 8.3072 | 422328.1612 | 154.8073 | 0.19323 | 0.22952 | 0.093916 | 0.32344 | 0.97358 | 0.00094786 | 0.00094786 | 4.169 | 0.034762 | 0.034762 | 4.169 | 0.10654 | 0.11073 | 0.0375 | 0.10312 | 0.25136 | 7.1854 | 0.19619 | 0.20404 | 0.02 | 0.0098989 | 0.051962 | 0.2859 | 0.005 | 0.54226 | 0.9014 | 9.9 | 91.6548 | 12.28% | 22.64% | 6.379% | 11.44% | 5.765% | 25.46% | 10.42% | 3.962% | 0.5547% | 98.9% | 91.65%
QgBot @ 5V | 8 | nC | 8e-09 | Gate charge of botom FET at 5V |  | 56 | 8.4 | 0.25207 | 3.3747 | 38.9239 | 33.9651 | 8.4563 | 422087.6336 | 154.9023 | 0.20023 | 0.23801 | 0.094032 | 0.33204 | 0.97418 | 0.00094903 | 0.00094903 | 4.2457 | 0.036051 | 0.036051 | 4.2457 | 0.1105 | 0.11496 | 0.0375 | 0.105 | 0.25746 | 7.3132 | 0.20324 | 0.21159 | 0.02 | 0.009897 | 0.053015 | 0.2945 | 0.005 | 0.55696 | 0.926 | 10.08 | 91.5864 | 12.41% | 22.85% | 6.21% | 11.34% | 5.725% | 25.7% | 10.15% | 3.996% | 0.54% | 98.93% | 91.59%
QgSMBot @ 5V | 4 | nC | 4e-09 | Gate charge of small botom FET at 5V |  | 57 | 8.55 | 0.25229 | 3.3767 | 39.2973 | 34.202 | 8.6054 | 421847.5558 | 154.9973 | 0.20735 | 0.24667 | 0.094148 | 0.34081 | 0.97478 | 0.00095019 | 0.00095019 | 4.3224 | 0.037366 | 0.037366 | 4.3224 | 0.11453 | 0.11927 | 0.0375 | 0.10687 | 0.26365 | 7.4411 | 0.21041 | 0.21928 | 0.02 | 0.0098952 | 0.05407 | 0.30324 | 0.005 | 0.57189 | 0.95102 | 10.26 | 91.5171 | 12.54% | 23.06% | 6.046% | 11.24% | 5.685% | 25.94% | 9.9% | 4.029% | 0.5257% | 98.96% | 91.52%
BDn | 1.244 |  | 1.244 | body diode n factor (of nkT/q) |  | 58 | 8.7 | 0.25251 | 3.3788 | 39.6769 | 34.4433 | 8.7545 | 421607.9267 | 155.0923 | 0.2146 | 0.25549 | 0.094264 | 0.34975 | 0.97537 | 0.00095136 | 0.00095136 | 4.3992 | 0.038705 | 0.038705 | 4.3992 | 0.11863 | 0.12368 | 0.0375 | 0.10875 | 0.26993 | 7.5689 | 0.2177 | 0.22712 | 0.02 | 0.0098933 | 0.055128 | 0.31214 | 0.005 | 0.58707 | 0.97648 | 10.44 | 91.4467 | 12.67% | 23.26% | 5.888% | 11.14% | 5.646% | 26.16% | 9.653% | 4.061% | 0.512% | 98.99% | 91.45%
BDI0 | 100 | nA | 1e-07 | body diode I0 |  | 59 | 8.85 | 0.25272 | 3.3809 | 40.0625 | 34.6892 | 8.9037 | 421368.7453 | 155.1872 | 0.22197 | 0.26448 | 0.09438 | 0.35886 | 0.97597 | 0.00095252 | 0.00095252 | 4.476 | 0.040069 | 0.040069 | 4.476 | 0.12281 | 0.12818 | 0.0375 | 0.11063 | 0.2763 | 7.6968 | 0.22511 | 0.23512 | 0.02 | 0.0098915 | 0.05619 | 0.3212 | 0.005 | 0.6025 | 1.0024 | 10.62 | 91.3754 | 12.79% | 23.46% | 5.736% | 11.04% | 5.606% | 26.39% | 9.416% | 4.092% | 0.4988% | 99.01% | 91.38%
BDserR | 5 | mOhms | 0.005 | series resistance of body diode |  | 60 | 9 | 0.25294 | 3.3829 | 40.4542 | 34.9396 | 9.0528 | 421130.0106 | 155.282 | 0.22947 | 0.27364 | 0.094496 | 0.36813 | 0.97657 | 0.00095368 | 0.00095368 | 4.553 | 0.041459 | 0.041459 | 4.553 | 0.12707 | 0.13277 | 0.0375 | 0.1125 | 0.28277 | 7.8246 | 0.23265 | 0.24326 | 0.02 | 0.0098897 | 0.057254 | 0.3304 | 0.005 | 0.61817 | 1.0287 | 10.8 | 91.3032 | 12.91% | 23.65% | 5.59% | 10.94% | 5.566% | 26.6% | 9.186% | 4.123% | 0.486% | 99.04% | 91.3%
QrrBot | 4 | nC | 4e-09 | Reverse Recovery Charge of Body Diode |  | 61 | 9.15 | 0.25316 | 3.385 | 40.8521 | 35.1945 | 9.202 | 420891.7218 | 155.3769 | 0.2371 | 0.28296 | 0.094613 | 0.37758 | 0.97716 | 0.00095485 | 0.00095485 | 4.63 | 0.042873 | 0.042873 | 4.63 | 0.13141 | 0.13745 | 0.0375 | 0.11438 | 0.28932 | 7.9524 | 0.24031 | 0.25155 | 0.02 | 0.0098878 | 0.058322 | 0.33976 | 0.005 | 0.63408 | 1.0555 | 10.98 | 91.2302 | 13.02% | 23.83% | 5.448% | 10.84% | 5.526% | 26.81% | 8.964% | 4.152% | 0.4737% | 99.06% | 91.23%
TrrBot | 10 | ns | 1e-08 | Reverse Recovery Time of Body Diode |  | 62 | 9.3 | 0.25337 | 3.3871 | 41.2562 | 35.4541 | 9.3513 | 420653.8777 | 155.4716 | 0.24485 | 0.29246 | 0.094729 | 0.38719 | 0.97776 | 0.00095601 | 0.00095601 | 4.7071 | 0.044313 | 0.044313 | 4.7071 | 0.13582 | 0.14222 | 0.0375 | 0.11625 | 0.29597 | 8.0802 | 0.2481 | 0.26 | 0.02 | 0.009886 | 0.059392 | 0.34928 | 0.005 | 0.65025 | 1.0827 | 11.16 | 91.1563 | 13.14% | 24.01% | 5.311% | 10.74% | 5.486% | 27.01% | 8.749% | 4.181% | 0.4618% | 99.09% | 91.16%
RdsonBot | 3.8 | mOhms | 0.0038 | Drain To Source Resistance of Bottom FET @ VDD |  | 63 | 9.45 | 0.25359 | 3.3891 | 41.6666 | 35.7183 | 9.5005 | 420416.4775 | 155.5663 | 0.25273 | 0.30213 | 0.094845 | 0.39697 | 0.97836 | 0.00095718 | 0.00095718 | 4.7842 | 0.045778 | 0.045778 | 4.7842 | 0.14031 | 0.14709 | 0.0375 | 0.11812 | 0.30272 | 8.208 | 0.25601 | 0.2686 | 0.02 | 0.0098841 | 0.060466 | 0.35895 | 0.005 | 0.66666 | 1.1104 | 11.34 | 91.0816 | 13.25% | 24.19% | 5.178% | 10.64% | 5.446% | 27.21% | 8.542% | 4.209% | 0.4503% | 99.11% | 91.08%
RdsonSMBot | 5.7 | mOhms | 0.0057 | Resistance of small Bottom FET @ VDD |  | 64 | 9.6 | 0.25381 | 3.3912 | 42.0832 | 35.987 | 9.6498 | 420179.5201 | 155.661 | 0.26073 | 0.31197 | 0.094961 | 0.40693 | 0.97895 | 0.00095835 | 0.00095835 | 4.8615 | 0.047268 | 0.047268 | 4.8615 | 0.14488 | 0.15205 | 0.0375 | 0.12 | 0.30955 | 8.3357 | 0.26404 | 0.27735 | 0.02 | 0.0098823 | 0.061543 | 0.36877 | 0.005 | 0.68333 | 1.1385 | 11.52 | 91.0062 | 13.36% | 24.36% | 5.051% | 10.54% | 5.406% | 27.4% | 8.341% | 4.236% | 0.4392% | 99.13% | 91.01%
QgBot | 8 | nC | 8e-09 | Gate Charge Of Bottom FET at VDD |  | 65 | 9.75 | 0.25402 | 3.3932 | 42.5061 | 36.2605 | 9.7991 | 419943.0047 | 155.7556 | 0.26886 | 0.32198 | 0.095078 | 0.41706 | 0.97955 | 0.00095951 | 0.00095951 | 4.9388 | 0.048784 | 0.048784 | 4.9388 | 0.14952 | 0.15711 | 0.0375 | 0.12187 | 0.31649 | 8.4635 | 0.27219 | 0.28625 | 0.02 | 0.0098805 | 0.062623 | 0.37875 | 0.005 | 0.70024 | 1.167 | 11.7 | 90.93 | 13.46% | 24.53% | 4.927% | 10.44% | 5.366% | 27.59% | 8.147% | 4.262% | 0.4284% | 99.15% | 90.93%
QgSMBot | 4 | nC | 4e-09 | Gate Charge Of small Bottom FET at VDD |  | 66 | 9.9 | 0.25424 | 3.3953 | 42.9353 | 36.5386 | 9.9484 | 419706.9302 | 155.8502 | 0.27712 | 0.33216 | 0.095194 | 0.42736 | 0.98014 | 0.00096068 | 0.00096068 | 5.0162 | 0.050325 | 0.050325 | 5.0162 | 0.15425 | 0.16227 | 0.0375 | 0.12375 | 0.32352 | 8.5912 | 0.28047 | 0.29531 | 0.02 | 0.0098786 | 0.063706 | 0.3889 | 0.005 | 0.71741 | 1.1961 | 11.88 | 90.8531 | 13.57% | 24.69% | 4.807% | 10.35% | 5.326% | 27.77% | 7.959% | 4.288% | 0.418% | 99.17% | 90.85%
[6 empty] | 67 | 10.05 | 0.25446 | 3.3974 | 43.371 | 36.8214 | 10.0977 | 419471.2957 | 155.9448 | 0.2855 | 0.34252 | 0.09531 | 0.43783 | 0.98074 | 0.00096184 | 0.00096184 | 5.0937 | 0.051891 | 0.051891 | 5.0937 | 0.15905 | 0.16752 | 0.0375 | 0.12562 | 0.33064 | 8.7189 | 0.28887 | 0.30453 | 0.02 | 0.0098768 | 0.064792 | 0.39919 | 0.005 | 0.73484 | 1.2255 | 12.06 | 90.7755 | 13.67% | 24.85% | 4.692% | 10.25% | 5.287% | 27.95% | 7.777% | 4.313% | 0.408% | 99.19% | 90.78%
[6 empty] | 68 | 10.2 | 0.25467 | 3.3994 | 43.8131 | 37.109 | 10.2471 | 419236.1002 | 156.0392 | 0.29401 | 0.35305 | 0.095427 | 0.44848 | 0.98133 | 0.00096301 | 0.00096301 | 5.1712 | 0.053483 | 0.053483 | 5.1712 | 0.16393 | 0.17287 | 0.0375 | 0.1275 | 0.33787 | 8.8465 | 0.29739 | 0.3139 | 0.02 | 0.0098749 | 0.06588 | 0.40965 | 0.005 | 0.75252 | 1.2554 | 12.24 | 90.6972 | 13.77% | 25% | 4.58% | 10.16% | 5.248% | 28.12% | 7.601% | 4.337% | 0.3983% | 99.21% | 90.7%
[6 empty] | 69 | 10.35 | 0.25489 | 3.4015 | 44.2616 | 37.4013 | 10.3965 | 419001.3428 | 156.1337 | 0.30264 | 0.36376 | 0.095543 | 0.45931 | 0.98192 | 0.00096417 | 0.00096417 | 5.2488 | 0.055101 | 0.055101 | 5.2488 | 0.16888 | 0.17832 | 0.0375 | 0.12937 | 0.34519 | 8.9742 | 0.30604 | 0.32343 | 0.02 | 0.0098731 | 0.066972 | 0.42027 | 0.005 | 0.77047 | 1.2858 | 12.42 | 90.6183 | 13.87% | 25.15% | 4.472% | 10.06% | 5.208% | 28.29% | 7.43% | 4.36% | 0.3889% | 99.23% | 90.62%
[6 empty] | 70 | 10.5 | 0.25511 | 3.4035 | 44.7167 | 37.6983 | 10.5459 | 418767.0225 | 156.2281 | 0.3114 | 0.37465 | 0.095659 | 0.47031 | 0.98252 | 0.00096534 | 0.00096534 | 5.3265 | 0.056744 | 0.056744 | 5.3265 | 0.17392 | 0.18386 | 0.0375 | 0.13125 | 0.35261 | 9.1018 | 0.3148 | 0.33312 | 0.02 | 0.0098713 | 0.068067 | 0.43105 | 0.005 | 0.78867 | 1.3167 | 12.6 | 90.5388 | 13.96% | 25.3% | 4.367% | 9.968% | 5.17% | 28.45% | 7.265% | 4.383% | 0.3797% | 99.25% | 90.54%
[6 empty] | 71 | 10.65 | 0.25533 | 3.4056 | 45.1783 | 38.0002 | 10.6953 | 418533.1384 | 156.3224 | 0.32029 | 0.38571 | 0.095776 | 0.48149 | 0.98311 | 0.00096651 | 0.00096651 | 5.4043 | 0.058413 | 0.058413 | 5.4043 | 0.17904 | 0.18951 | 0.0375 | 0.13312 | 0.36014 | 9.2294 | 0.32369 | 0.34296 | 0.02 | 0.0098694 | 0.069165 | 0.442 | 0.005 | 0.80713 | 1.348 | 12.78 | 90.4587 | 14.06% | 25.44% | 4.266% | 9.876% | 5.131% | 28.61% | 7.105% | 4.405% | 0.3709% | 99.27% | 90.46%
[6 empty] | 72 | 10.8 | 0.25554 | 3.4077 | 45.6466 | 38.3069 | 10.8447 | 418299.6896 | 156.4167 | 0.3293 | 0.39695 | 0.095892 | 0.49285 | 0.9837 | 0.00096767 | 0.00096767 | 5.4821 | 0.060107 | 0.060107 | 5.4821 | 0.18423 | 0.19526 | 0.0375 | 0.135 | 0.36776 | 9.357 | 0.33271 | 0.35297 | 0.02 | 0.0098676 | 0.070265 | 0.4531 | 0.005 | 0.82586 | 1.3798 | 12.96 | 90.3779 | 14.15% | 25.58% | 4.167% | 9.784% | 5.092% | 28.77% | 6.95% | 4.426% | 0.3624% | 99.28% | 90.38%
[6 empty] | 73 | 10.95 | 0.25576 | 3.4097 | 46.1214 | 38.6184 | 10.9942 | 418066.6751 | 156.511 | 0.33844 | 0.40838 | 0.096009 | 0.50439 | 0.9843 | 0.00096884 | 0.00096884 | 5.56 | 0.061828 | 0.061828 | 5.56 | 0.1895 | 0.20111 | 0.0375 | 0.13687 | 0.37548 | 9.4846 | 0.34184 | 0.36314 | 0.02 | 0.0098658 | 0.071369 | 0.46437 | 0.005 | 0.84486 | 1.412 | 13.14 | 90.2966 | 14.24% | 25.72% | 4.072% | 9.693% | 5.054% | 28.92% | 6.799% | 4.447% | 0.3541% | 99.3% | 90.3%
[6 empty] | 74 | 11.1 | 0.25598 | 3.4118 | 46.603 | 38.9348 | 11.1436 | 417834.0939 | 156.6052 | 0.3477 | 0.41998 | 0.096125 | 0.5161 | 0.98489 | 0.00097001 | 0.00097001 | 5.638 | 0.063574 | 0.063574 | 5.638 | 0.19485 | 0.20706 | 0.0375 | 0.13875 | 0.38331 | 9.6121 | 0.35109 | 0.37347 | 0.02 | 0.0098639 | 0.072475 | 0.47581 | 0.005 | 0.86412 | 1.4448 | 13.32 | 90.2148 | 14.33% | 25.85% | 3.98% | 9.604% | 5.016% | 29.07% | 6.653% | 4.467% | 0.3461% | 99.32% | 90.21%
[6 empty] | 75 | 11.25 | 0.25619 | 3.4138 | 47.0913 | 39.2561 | 11.2931 | 417601.9452 | 156.6993 | 0.35709 | 0.43176 | 0.096241 | 0.52801 | 0.98548 | 0.00097117 | 0.00097117 | 5.7161 | 0.065346 | 0.065346 | 5.7161 | 0.20029 | 0.21312 | 0.0375 | 0.14062 | 0.39124 | 9.7396 | 0.36047 | 0.38396 | 0.02 | 0.0098621 | 0.073585 | 0.48741 | 0.005 | 0.88365 | 1.478 | 13.5 | 90.1323 | 14.42% | 25.98% | 3.89% | 9.515% | 4.979% | 29.21% | 6.512% | 4.487% | 0.3383% | 99.33% | 90.13%
[6 empty] | 76 | 11.4 | 0.25641 | 3.4159 | 47.5864 | 39.5824 | 11.4426 | 417370.228 | 156.7935 | 0.36661 | 0.44373 | 0.096358 | 0.54009 | 0.98607 | 0.00097234 | 0.00097234 | 5.7942 | 0.067145 | 0.067145 | 5.7942 | 0.2058 | 0.21928 | 0.0375 | 0.1425 | 0.39928 | 9.8671 | 0.36997 | 0.39462 | 0.02 | 0.0098602 | 0.074697 | 0.49918 | 0.005 | 0.90345 | 1.5117 | 13.68 | 90.0494 | 14.51% | 26.1% | 3.804% | 9.427% | 4.941% | 29.35% | 6.374% | 4.506% | 0.3308% | 99.35% | 90.05%
[6 empty] | 77 | 11.55 | 0.25663 | 3.4179 | 48.0883 | 39.9136 | 11.5921 | 417138.9413 | 156.8875 | 0.37625 | 0.45588 | 0.096474 | 0.55236 | 0.98666 | 0.00097351 | 0.00097351 | 5.8724 | 0.068969 | 0.068969 | 5.8724 | 0.21139 | 0.22554 | 0.0375 | 0.14438 | 0.40742 | 9.9946 | 0.37959 | 0.40544 | 0.02 | 0.0098584 | 0.075813 | 0.51111 | 0.005 | 0.92353 | 1.5458 | 13.86 | 89.9659 | 14.59% | 26.23% | 3.72% | 9.34% | 4.904% | 29.49% | 6.241% | 4.525% | 0.3235% | 99.36% | 89.97%
[6 empty] | 78 | 11.7 | 0.25684 | 3.42 | 48.5971 | 40.2498 | 11.7416 | 416908.0844 | 156.9816 | 0.38602 | 0.46822 | 0.096591 | 0.56481 | 0.98726 | 0.00097467 | 0.00097467 | 5.9506 | 0.07082 | 0.07082 | 5.9506 | 0.21706 | 0.23192 | 0.0375 | 0.14625 | 0.41567 | 10.122 | 0.38933 | 0.41643 | 0.02 | 0.0098566 | 0.076931 | 0.52322 | 0.005 | 0.94388 | 1.5805 | 14.04 | 89.882 | 14.67% | 26.35% | 3.638% | 9.253% | 4.868% | 29.62% | 6.111% | 4.543% | 0.3164% | 99.38% | 89.88%
[6 empty] | 79 | 11.85 | 0.25706 | 3.422 | 49.1128 | 40.5911 | 11.8911 | 416677.6561 | 157.0755 | 0.39592 | 0.48074 | 0.096707 | 0.57745 | 0.98785 | 0.00097584 | 0.00097584 | 6.0289 | 0.072696 | 0.072696 | 6.0289 | 0.22281 | 0.23839 | 0.0375 | 0.14813 | 0.42402 | 10.2494 | 0.39919 | 0.42759 | 0.02 | 0.0098547 | 0.078052 | 0.53549 | 0.005 | 0.96451 | 1.6156 | 14.22 | 89.7975 | 14.76% | 26.47% | 3.559% | 9.168% | 4.831% | 29.76% | 5.986% | 4.56% | 0.3095% | 99.39% | 89.8%
[6 empty] | 80 | 12 | 0.25728 | 3.424 | 49.6355 | 40.9373 | 12.0406 | 416447.6557 | 157.1695 | 0.40594 | 0.49345 | 0.096824 | 0.59027 | 0.98844 | 0.00097701 | 0.00097701 | 6.1073 | 0.074599 | 0.074599 | 6.1073 | 0.22865 | 0.24498 | 0.0375 | 0.15 | 0.43248 | 10.3768 | 0.40917 | 0.43891 | 0.02 | 0.0098529 | 0.079176 | 0.54794 | 0.005 | 0.98542 | 1.6513 | 14.4 | 89.7125 | 14.84% | 26.58% | 3.482% | 9.084% | 4.795% | 29.88% | 5.864% | 4.577% | 0.3028% | 99.4% | 89.71%
[6 empty] | 81 | 12.15 | 0.2575 | 3.4261 | 50.1653 | 41.2887 | 12.1902 | 416218.0822 | 157.2633 | 0.41608 | 0.50635 | 0.09694 | 0.60329 | 0.98903 | 0.00097818 | 0.00097818 | 6.1858 | 0.076528 | 0.076528 | 6.1858 | 0.23456 | 0.25168 | 0.0375 | 0.15188 | 0.44105 | 10.5041 | 0.41928 | 0.45041 | 0.02 | 0.009851 | 0.080302 | 0.56056 | 0.005 | 1.0066 | 1.6874 | 14.58 | 89.6271 | 14.92% | 26.69% | 3.408% | 9.001% | 4.759% | 30.01% | 5.745% | 4.593% | 0.2963% | 99.42% | 89.63%
[6 empty] | 82 | 12.3 | 0.25771 | 3.4281 | 50.7021 | 41.6452 | 12.3397 | 415988.9346 | 157.3572 | 0.42635 | 0.51943 | 0.097057 | 0.61649 | 0.98962 | 0.00097934 | 0.00097934 | 6.2643 | 0.078484 | 0.078484 | 6.2643 | 0.24055 | 0.25848 | 0.0375 | 0.15375 | 0.44973 | 10.6314 | 0.4295 | 0.46207 | 0.02 | 0.0098492 | 0.081432 | 0.57335 | 0.005 | 1.0281 | 1.724 | 14.76 | 89.5412 | 14.99% | 26.8% | 3.335% | 8.918% | 4.723% | 30.13% | 5.63% | 4.609% | 0.29% | 99.43% | 89.54%
[6 empty] | 83 | 12.45 | 0.25793 | 3.4302 | 51.2461 | 42.0068 | 12.4893 | 415760.2122 | 157.4509 | 0.43675 | 0.53271 | 0.097174 | 0.62988 | 0.99021 | 0.00098051 | 0.00098051 | 6.3429 | 0.080466 | 0.080466 | 6.3429 | 0.24663 | 0.2654 | 0.0375 | 0.15563 | 0.45852 | 10.7587 | 0.43985 | 0.47391 | 0.02 | 0.0098474 | 0.082564 | 0.58632 | 0.005 | 1.0498 | 1.7612 | 14.94 | 89.4548 | 15.07% | 26.91% | 3.265% | 8.836% | 4.688% | 30.25% | 5.518% | 4.625% | 0.2839% | 99.44% | 89.45%
[6 empty] | 84 | 12.6 | 0.25815 | 3.4322 | 51.7972 | 42.3736 | 12.6389 | 415531.9139 | 157.5447 | 0.44728 | 0.54618 | 0.09729 | 0.64347 | 0.9908 | 0.00098168 | 0.00098168 | 6.4216 | 0.082474 | 0.082474 | 6.4216 | 0.25278 | 0.27243 | 0.0375 | 0.1575 | 0.46743 | 10.886 | 0.45032 | 0.48592 | 0.02 | 0.0098455 | 0.0837 | 0.59946 | 0.005 | 1.0719 | 1.7988 | 15.12 | 89.368 | 15.14% | 27.01% | 3.197% | 8.756% | 4.653% | 30.36% | 5.409% | 4.639% | 0.278% | 99.45% | 89.37%
[6 empty] | 85 | 12.75 | 0.25837 | 3.4343 | 52.3556 | 42.7456 | 12.7885 | 415304.0389 | 157.6384 | 0.45793 | 0.55984 | 0.097407 | 0.65725 | 0.99139 | 0.00098285 | 0.00098285 | 6.5003 | 0.084509 | 0.084509 | 6.5003 | 0.25902 | 0.27957 | 0.0375 | 0.15937 | 0.47644 | 11.0132 | 0.46091 | 0.4981 | 0.02 | 0.0098437 | 0.084838 | 0.61278 | 0.005 | 1.0942 | 1.837 | 15.3 | 89.2807 | 15.22% | 27.12% | 3.13% | 8.676% | 4.618% | 30.48% | 5.303% | 4.654% | 0.2722% | 99.46% | 89.28%
[6 empty] | 86 | 12.9 | 0.25858 | 3.4363 | 52.9213 | 43.1229 | 12.9381 | 415076.5863 | 157.732 | 0.4687 | 0.5737 | 0.097523 | 0.67122 | 0.99198 | 0.00098402 | 0.00098402 | 6.5791 | 0.08657 | 0.08657 | 6.5791 | 0.26534 | 0.28682 | 0.0375 | 0.16125 | 0.48557 | 11.1404 | 0.47161 | 0.51046 | 0.02 | 0.0098418 | 0.085979 | 0.62628 | 0.005 | 1.1169 | 1.8756 | 15.48 | 89.193 | 15.29% | 27.22% | 3.066% | 8.597% | 4.584% | 30.59% | 5.2% | 4.668% | 0.2666% | 99.48% | 89.19%
[6 empty] | 87 | 13.05 | 0.2588 | 3.4383 | 53.4944 | 43.5054 | 13.0877 | 414849.5551 | 157.8256 | 0.47961 | 0.58775 | 0.09764 | 0.68539 | 0.99256 | 0.00098518 | 0.00098518 | 6.658 | 0.088658 | 0.088658 | 6.658 | 0.27174 | 0.29419 | 0.0375 | 0.16312 | 0.49482 | 11.2676 | 0.48244 | 0.523 | 0.02 | 0.00984 | 0.087123 | 0.63996 | 0.005 | 1.1398 | 1.9148 | 15.66 | 89.1048 | 15.36% | 27.31% | 3.003% | 8.519% | 4.55% | 30.69% | 5.099% | 4.682% | 0.2611% | 99.49% | 89.1%
[6 empty] | 88 | 13.2 | 0.25902 | 3.4404 | 54.0749 | 43.8933 | 13.2373 | 414622.9445 | 157.9192 | 0.49063 | 0.602 | 0.097757 | 0.69975 | 0.99315 | 0.00098635 | 0.00098635 | 6.737 | 0.090773 | 0.090773 | 6.737 | 0.27822 | 0.30168 | 0.0375 | 0.165 | 0.50418 | 11.3947 | 0.49339 | 0.53571 | 0.02 | 0.0098382 | 0.088269 | 0.65382 | 0.005 | 1.163 | 1.9545 | 15.84 | 89.0162 | 15.44% | 27.41% | 2.942% | 8.442% | 4.516% | 30.8% | 5.002% | 4.695% | 0.2558% | 99.5% | 89.02%
[6 empty] | 89 | 13.35 | 0.25923 | 3.4424 | 54.6629 | 44.2865 | 13.3869 | 414396.7536 | 158.0127 | 0.50179 | 0.61644 | 0.097873 | 0.71431 | 0.99374 | 0.00098752 | 0.00098752 | 6.816 | 0.092915 | 0.092915 | 6.816 | 0.28478 | 0.30928 | 0.0375 | 0.16687 | 0.51366 | 11.5218 | 0.50446 | 0.5486 | 0.02 | 0.0098363 | 0.089419 | 0.66786 | 0.005 | 1.1865 | 1.9947 | 16.02 | 88.9272 | 15.5% | 27.5% | 2.883% | 8.366% | 4.483% | 30.9% | 4.907% | 4.708% | 0.2507% | 99.51% | 88.93%
[6 empty] | 90 | 13.5 | 0.25945 | 3.4445 | 55.2584 | 44.6851 | 13.5366 | 414170.9815 | 158.1061 | 0.51307 | 0.63109 | 0.09799 | 0.72908 | 0.99433 | 0.00098869 | 0.00098869 | 6.895 | 0.095083 | 0.095083 | 6.895 | 0.29143 | 0.317 | 0.0375 | 0.16875 | 0.52325 | 11.6489 | 0.51565 | 0.56168 | 0.02 | 0.0098345 | 0.090571 | 0.68208 | 0.005 | 1.2103 | 2.0355 | 16.2 | 88.8378 | 15.57% | 27.59% | 2.825% | 8.29% | 4.45% | 31% | 4.814% | 4.72% | 0.2456% | 99.52% | 88.84%
[6 empty] | 91 | 13.65 | 0.25967 | 3.4465 | 55.8615 | 45.0891 | 13.6862 | 413945.6273 | 158.1995 | 0.52447 | 0.64593 | 0.098107 | 0.74404 | 0.99492 | 0.00098986 | 0.00098986 | 6.9742 | 0.097279 | 0.097279 | 6.9742 | 0.29816 | 0.32484 | 0.0375 | 0.17062 | 0.53297 | 11.776 | 0.52696 | 0.57493 | 0.02 | 0.0098327 | 0.091726 | 0.69649 | 0.005 | 1.2345 | 2.0768 | 16.38 | 88.7479 | 15.64% | 27.68% | 2.769% | 8.216% | 4.417% | 31.1% | 4.724% | 4.732% | 0.2408% | 99.53% | 88.75%
[6 empty] | 92 | 13.8 | 0.25989 | 3.4485 | 56.4723 | 45.4986 | 13.8359 | 413720.6901 | 158.2929 | 0.53601 | 0.66098 | 0.098223 | 0.75921 | 0.9955 | 0.00099103 | 0.00099103 | 7.0534 | 0.099501 | 0.099501 | 7.0534 | 0.30497 | 0.33281 | 0.0375 | 0.1725 | 0.54281 | 11.903 | 0.53839 | 0.58837 | 0.02 | 0.0098308 | 0.092884 | 0.71109 | 0.005 | 1.2589 | 2.1186 | 16.56 | 88.6577 | 15.71% | 27.77% | 2.714% | 8.142% | 4.384% | 31.2% | 4.636% | 4.743% | 0.236% | 99.54% | 88.66%
[6 empty] | 93 | 13.95 | 0.2601 | 3.4506 | 57.0908 | 45.9135 | 13.9855 | 413496.1691 | 158.3862 | 0.54767 | 0.67624 | 0.09834 | 0.77458 | 0.99609 | 0.0009922 | 0.0009922 | 7.1327 | 0.10175 | 0.10175 | 7.1327 | 0.31186 | 0.34089 | 0.0375 | 0.17438 | 0.55276 | 12.0299 | 0.54993 | 0.602 | 0.02 | 0.009829 | 0.094044 | 0.72587 | 0.005 | 1.2836 | 2.1609 | 16.74 | 88.567 | 15.77% | 27.86% | 2.661% | 8.069% | 4.352% | 31.29% | 4.551% | 4.755% | 0.2314% | 99.55% | 88.57%
[6 empty] | 94 | 14.1 | 0.26032 | 3.4526 | 57.7171 | 46.334 | 14.1352 | 413272.0634 | 158.4795 | 0.55945 | 0.69169 | 0.098457 | 0.79015 | 0.99668 | 0.00099336 | 0.00099336 | 7.212 | 0.10403 | 0.10403 | 7.212 | 0.31884 | 0.34909 | 0.0375 | 0.17625 | 0.56284 | 12.1569 | 0.5616 | 0.61581 | 0.02 | 0.0098271 | 0.095208 | 0.74084 | 0.005 | 1.3087 | 2.2039 | 16.92 | 88.4759 | 15.84% | 27.94% | 2.609% | 7.997% | 4.32% | 31.39% | 4.467% | 4.765% | 0.2269% | 99.55% | 88.48%
[6 empty] | 95 | 14.25 | 0.26054 | 3.4546 | 58.3512 | 46.7601 | 14.2849 | 413048.372 | 158.5727 | 0.57136 | 0.70736 | 0.098573 | 0.80593 | 0.99726 | 0.00099453 | 0.00099453 | 7.2914 | 0.10633 | 0.10633 | 7.2914 | 0.3259 | 0.35742 | 0.0375 | 0.17813 | 0.57305 | 12.2838 | 0.57339 | 0.6298 | 0.02 | 0.0098253 | 0.096374 | 0.756 | 0.005 | 1.334 | 2.2473 | 17.1 | 88.3844 | 15.9% | 28.02% | 2.559% | 7.926% | 4.288% | 31.48% | 4.386% | 4.776% | 0.2225% | 99.56% | 88.38%
[6 empty] | 96 | 14.4 | 0.26076 | 3.4566 | 58.9933 | 47.1918 | 14.4345 | 412825.0942 | 158.6659 | 0.5834 | 0.72323 | 0.09869 | 0.82192 | 0.99785 | 0.0009957 | 0.0009957 | 7.3709 | 0.10866 | 0.10866 | 7.3709 | 0.33305 | 0.36588 | 0.0375 | 0.18 | 0.58338 | 12.4107 | 0.5853 | 0.64399 | 0.02 | 0.0098235 | 0.097543 | 0.77136 | 0.005 | 1.3597 | 2.2913 | 17.28 | 88.2925 | 15.97% | 28.11% | 2.509% | 7.856% | 4.257% | 31.56% | 4.307% | 4.786% | 0.2182% | 99.57% | 88.29%
[6 empty] | 97 | 14.55 | 0.26098 | 3.4587 | 59.6434 | 47.6291 | 14.5842 | 412602.229 | 158.759 | 0.59556 | 0.73931 | 0.098807 | 0.83812 | 0.99843 | 0.00099687 | 0.00099687 | 7.4505 | 0.11102 | 0.11102 | 7.4505 | 0.34027 | 0.37446 | 0.0375 | 0.18188 | 0.59383 | 12.5375 | 0.59732 | 0.65837 | 0.02 | 0.0098216 | 0.098714 | 0.7869 | 0.005 | 1.3857 | 2.3359 | 17.46 | 88.2002 | 16.03% | 28.19% | 2.462% | 7.786% | 4.226% | 31.65% | 4.23% | 4.795% | 0.2141% | 99.58% | 88.2%
[6 empty] | 98 | 14.7 | 0.26119 | 3.4607 | 60.3015 | 48.0722 | 14.7339 | 412379.7756 | 158.8521 | 0.60785 | 0.7556 | 0.098924 | 0.85453 | 0.99902 | 0.00099804 | 0.00099804 | 7.5301 | 0.1134 | 0.1134 | 7.5301 | 0.34758 | 0.38317 | 0.0375 | 0.18375 | 0.60442 | 12.6644 | 0.60947 | 0.67294 | 0.02 | 0.0098198 | 0.099889 | 0.80265 | 0.005 | 1.4121 | 2.381 | 17.64 | 88.1075 | 16.09% | 28.26% | 2.415% | 7.717% | 4.195% | 31.73% | 4.155% | 4.805% | 0.21% | 99.59% | 88.11%
[6 empty] | 99 | 14.85 | 0.26141 | 3.4627 | 60.9678 | 48.521 | 14.8836 | 412157.7332 | 158.9451 | 0.62026 | 0.77211 | 0.09904 | 0.87115 | 0.99961 | 0.00099921 | 0.00099921 | 7.6097 | 0.11582 | 0.11582 | 7.6097 | 0.35498 | 0.392 | 0.0375 | 0.18563 | 0.61513 | 12.7911 | 0.62173 | 0.6877 | 0.02 | 0.0098179 | 0.10107 | 0.81858 | 0.005 | 1.4387 | 2.4267 | 17.82 | 88.0144 | 16.15% | 28.34% | 2.369% | 7.649% | 4.165% | 31.82% | 4.081% | 4.814% | 0.206% | 99.6% | 88.01%
[6 empty] | 100 | 15 | 0.26163 | 3.4648 | 61.6423 | 48.9755 | 15.0333 | 411936.1007 | 159.0381 | 0.6328 | 0.78883 | 0.099157 | 0.88798 | 1.0002 | 0.0010004 | 0.0010004 | 7.6895 | 0.11826 | 0.11826 | 7.6895 | 0.36246 | 0.40097 | 0.0375 | 0.1875 | 0.62597 | 12.9179 | 0.63411 | 0.70266 | 0.02 | 0.0098161 | 0.10225 | 0.83472 | 0.005 | 1.4657 | 2.4729 | 18 | 87.921 | 16.21% | 28.41% | 2.325% | 7.582% | 4.135% | 31.9% | 4.01% | 4.822% | 0.2022% | 99.6% | 87.92% | 1 | 1 | 1 | 1 | 1
[6 empty] | 101 | 15.15 | 0.26185 | 3.4668 | 62.3251 | 49.4359 | 15.183 | 411714.8775 | 159.1311 | 0.64547 | 0.80576 | 0.099274 | 0.90503 | 1.0008 | 0.0010015 | 0.0010015 | 7.7693 | 0.12072 | 0.12072 | 7.7693 | 0.37002 | 0.41007 | 0.0375 | 0.18937 | 0.63695 | 13.0446 | 0.64662 | 0.71781 | 0.02 | 0.0098143 | 0.10343 | 0.85106 | 0.005 | 1.493 | 2.5198 | 18.18 | 87.8271 | 16.27% | 28.49% | 2.282% | 7.516% | 4.105% | 31.98% | 3.94% | 4.831% | 0.1984% | 99.61% | 87.83%
[6 empty] | 102 | 15.3 | 0.26206 | 3.4688 | 63.0162 | 49.9022 | 15.3327 | 411494.0627 | 159.224 | 0.65826 | 0.82291 | 0.099391 | 0.9223 | 1.0014 | 0.0010027 | 0.0010027 | 7.8492 | 0.12322 | 0.12322 | 7.8492 | 0.37767 | 0.4193 | 0.0375 | 0.19125 | 0.64805 | 13.1713 | 0.65924 | 0.73317 | 0.02 | 0.0098124 | 0.10461 | 0.86759 | 0.005 | 1.5206 | 2.5672 | 18.36 | 87.7328 | 16.33% | 28.56% | 2.24% | 7.45% | 4.075% | 32.06% | 3.872% | 4.839% | 0.1948% | 99.62% | 87.73%
[6 empty] | 103 | 15.45 | 0.26228 | 3.4708 | 63.7157 | 50.3743 | 15.4825 | 411273.6553 | 159.3168 | 0.67118 | 0.84028 | 0.099508 | 0.93979 | 1.0019 | 0.0010039 | 0.0010039 | 7.9291 | 0.12574 | 0.12574 | 7.9291 | 0.3854 | 0.42867 | 0.0375 | 0.19312 | 0.65929 | 13.298 | 0.67198 | 0.74872 | 0.02 | 0.0098106 | 0.1058 | 0.88434 | 0.005 | 1.5486 | 2.6152 | 18.54 | 87.6382 | 16.39% | 28.63% | 2.199% | 7.385% | 4.046% | 32.13% | 3.805% | 4.847% | 0.1912% | 99.62% | 87.64%
[6 empty] | 104 | 15.6 | 0.2625 | 3.4729 | 64.4238 | 50.8525 | 15.6322 | 411053.6546 | 159.4096 | 0.68422 | 0.85787 | 0.099625 | 0.9575 | 1.0025 | 0.0010051 | 0.0010051 | 8.0091 | 0.12829 | 0.12829 | 8.0091 | 0.39321 | 0.43817 | 0.0375 | 0.195 | 0.67067 | 13.4246 | 0.68483 | 0.76448 | 0.02 | 0.0098087 | 0.10699 | 0.90128 | 0.005 | 1.577 | 2.6637 | 18.72 | 87.5431 | 16.45% | 28.7% | 2.159% | 7.321% | 4.017% | 32.21% | 3.74% | 4.854% | 0.1877% | 99.63% | 87.54%
[6 empty] | 105 | 15.75 | 0.26272 | 3.4749 | 65.1404 | 51.3366 | 15.7819 | 410834.0597 | 159.5024 | 0.69739 | 0.87569 | 0.099741 | 0.97543 | 1.0031 | 0.0010062 | 0.0010062 | 8.0892 | 0.13087 | 0.13087 | 8.0892 | 0.40112 | 0.44781 | 0.0375 | 0.19687 | 0.68218 | 13.5512 | 0.69781 | 0.78044 | 0.02 | 0.0098069 | 0.10819 | 0.91843 | 0.005 | 1.6056 | 2.7129 | 18.9 | 87.4477 | 16.51% | 28.77% | 2.119% | 7.257% | 3.988% | 32.28% | 3.677% | 4.861% | 0.1843% | 99.64% | 87.45%
[6 empty] | 106 | 15.9 | 0.26294 | 3.4769 | 65.8657 | 51.8268 | 15.9316 | 410614.8697 | 159.5951 | 0.71069 | 0.89373 | 0.099858 | 0.99359 | 1.0037 | 0.0010074 | 0.0010074 | 8.1693 | 0.13348 | 0.13348 | 8.1693 | 0.4091 | 0.45759 | 0.0375 | 0.19875 | 0.69384 | 13.6777 | 0.7109 | 0.7966 | 0.02 | 0.0098051 | 0.10938 | 0.93579 | 0.005 | 1.6346 | 2.7627 | 19.08 | 87.3519 | 16.56% | 28.83% | 2.081% | 7.194% | 3.959% | 32.35% | 3.615% | 4.868% | 0.181% | 99.65% | 87.35%
[6 empty] | 107 | 16.05 | 0.26315 | 3.4789 | 66.5997 | 52.3231 | 16.0814 | 410396.0838 | 159.6877 | 0.72411 | 0.91199 | 0.099975 | 1.012 | 1.0043 | 0.0010086 | 0.0010086 | 8.2495 | 0.13611 | 0.13611 | 8.2495 | 0.41717 | 0.4675 | 0.0375 | 0.20062 | 0.70563 | 13.8042 | 0.72411 | 0.81298 | 0.02 | 0.0098032 | 0.11058 | 0.95336 | 0.005 | 1.664 | 2.8131 | 19.26 | 87.2556 | 16.62% | 28.9% | 2.044% | 7.132% | 3.931% | 32.42% | 3.554% | 4.874% | 0.1777% | 99.65% | 87.26%
[6 empty] | 108 | 16.2 | 0.26337 | 3.4809 | 67.3426 | 52.8255 | 16.2311 | 410177.7012 | 159.7803 | 0.73766 | 0.93048 | 0.10009 | 1.0306 | 1.0049 | 0.0010097 | 0.0010097 | 8.3298 | 0.13877 | 0.13877 | 8.3298 | 0.42533 | 0.47756 | 0.0375 | 0.2025 | 0.71756 | 13.9307 | 0.73744 | 0.82956 | 0.02 | 0.0098014 | 0.11178 | 0.97114 | 0.005 | 1.6937 | 2.8641 | 19.44 | 87.159 | 16.67% | 28.96% | 2.008% | 7.07% | 3.903% | 32.49% | 3.495% | 4.881% | 0.1746% | 99.66% | 87.16%
[6 empty] | 109 | 16.35 | 0.26359 | 3.4829 | 68.0944 | 53.3342 | 16.3809 | 409959.7211 | 159.8729 | 0.75133 | 0.9492 | 0.10021 | 1.0494 | 1.0054 | 0.0010109 | 0.0010109 | 8.4101 | 0.14146 | 0.14146 | 8.4101 | 0.43358 | 0.48776 | 0.0375 | 0.20438 | 0.72964 | 14.0571 | 0.75089 | 0.84635 | 0.02 | 0.0097995 | 0.11299 | 0.98914 | 0.005 | 1.7238 | 2.9157 | 19.62 | 87.062 | 16.73% | 29.03% | 1.972% | 7.01% | 3.875% | 32.56% | 3.437% | 4.886% | 0.1715% | 99.66% | 87.06%
[6 empty] | 110 | 16.5 | 0.26381 | 3.485 | 68.8552 | 53.8491 | 16.5306 | 409742.1425 | 159.9654 | 0.76513 | 0.96816 | 0.10033 | 1.0685 | 1.006 | 0.0010121 | 0.0010121 | 8.4905 | 0.14418 | 0.14418 | 8.4905 | 0.4419 | 0.49811 | 0.0375 | 0.20625 | 0.74186 | 14.1836 | 0.76446 | 0.86336 | 0.02 | 0.0097977 | 0.11419 | 1.0074 | 0.005 | 1.7542 | 2.9679 | 19.8 | 86.9646 | 16.78% | 29.09% | 1.937% | 6.949% | 3.848% | 32.62% | 3.38% | 4.892% | 0.1685% | 99.67% | 86.96%
[6 empty] | 111 | 16.65 | 0.26403 | 3.487 | 69.625 | 54.3702 | 16.6804 | 409524.9647 | 160.0579 | 0.77906 | 0.98734 | 0.10044 | 1.0878 | 1.0066 | 0.0010132 | 0.0010132 | 8.571 | 0.14692 | 0.14692 | 8.571 | 0.45032 | 0.5086 | 0.0375 | 0.20813 | 0.75422 | 14.3099 | 0.77814 | 0.88058 | 0.02 | 0.0097959 | 0.1154 | 1.0258 | 0.005 | 1.785 | 3.0207 | 19.98 | 86.8668 | 16.84% | 29.15% | 1.904% | 6.89% | 3.82% | 32.69% | 3.325% | 4.897% | 0.1655% | 99.68% | 86.87%
[6 empty] | 112 | 16.8 | 0.26424 | 3.489 | 70.4041 | 54.8978 | 16.8302 | 409308.1868 | 160.1503 | 0.79311 | 1.0068 | 0.10056 | 1.1073 | 1.0072 | 0.0010144 | 0.0010144 | 8.6515 | 0.1497 | 0.1497 | 8.6515 | 0.45882 | 0.51924 | 0.0375 | 0.21 | 0.76674 | 14.4363 | 0.79194 | 0.89802 | 0.02 | 0.009794 | 0.11662 | 1.0444 | 0.005 | 1.8162 | 3.0742 | 20.16 | 86.7686 | 16.89% | 29.21% | 1.87% | 6.831% | 3.793% | 32.75% | 3.271% | 4.902% | 0.1626% | 99.68% | 86.77%
[6 empty] | 113 | 16.95 | 0.26446 | 3.491 | 71.1924 | 55.4317 | 16.9799 | 409091.8081 | 160.2427 | 0.80729 | 1.0264 | 0.10068 | 1.1271 | 1.0078 | 0.0010156 | 0.0010156 | 8.7321 | 0.1525 | 0.1525 | 8.7321 | 0.46741 | 0.53002 | 0.0375 | 0.21188 | 0.7794 | 14.5626 | 0.80586 | 0.91567 | 0.02 | 0.0097922 | 0.11783 | 1.0633 | 0.005 | 1.8477 | 3.1283 | 20.34 | 86.6701 | 16.94% | 29.27% | 1.838% | 6.773% | 3.767% | 32.81% | 3.218% | 4.907% | 0.1598% | 99.69% | 86.67%
[6 empty] | 114 | 17.1 | 0.26468 | 3.493 | 71.99 | 55.9721 | 17.1297 | 408875.8276 | 160.335 | 0.82159 | 1.0463 | 0.10079 | 1.1471 | 1.0083 | 0.0010168 | 0.0010168 | 8.8127 | 0.15533 | 0.15533 | 8.8127 | 0.47608 | 0.54096 | 0.0375 | 0.21375 | 0.79221 | 14.6888 | 0.8199 | 0.93355 | 0.02 | 0.0097904 | 0.11905 | 1.0824 | 0.005 | 1.8796 | 3.1831 | 20.52 | 86.5711 | 16.99% | 29.33% | 1.806% | 6.715% | 3.74% | 32.87% | 3.167% | 4.912% | 0.1571% | 99.69% | 86.57%
[6 empty] | 115 | 17.25 | 0.2649 | 3.495 | 72.7971 | 56.5191 | 17.2795 | 408660.2446 | 160.4273 | 0.83603 | 1.0665 | 0.10091 | 1.1674 | 1.0089 | 0.0010179 | 0.0010179 | 8.8935 | 0.15819 | 0.15819 | 8.8935 | 0.48484 | 0.55205 | 0.0375 | 0.21563 | 0.80518 | 14.8151 | 0.83405 | 0.95165 | 0.02 | 0.0097885 | 0.12027 | 1.1017 | 0.005 | 1.9119 | 3.2385 | 20.7 | 86.4717 | 17.05% | 29.39% | 1.776% | 6.658% | 3.714% | 32.93% | 3.116% | 4.916% | 0.1544% | 99.7% | 86.47%
[6 empty] | 116 | 17.4 | 0.26512 | 3.497 | 73.6138 | 57.0726 | 17.4293 | 408445.0583 | 160.5195 | 0.85058 | 1.0868 | 0.10103 | 1.1879 | 1.0095 | 0.0010191 | 0.0010191 | 8.9743 | 0.16107 | 0.16107 | 8.9743 | 0.49369 | 0.56329 | 0.0375 | 0.2175 | 0.81829 | 14.9413 | 0.84832 | 0.96998 | 0.02 | 0.0097867 | 0.12149 | 1.1213 | 0.005 | 1.9446 | 3.2945 | 20.88 | 86.3719 | 17.1% | 29.44% | 1.745% | 6.602% | 3.688% | 32.99% | 3.067% | 4.92% | 0.1518% | 99.7% | 86.37%
[6 empty] | 117 | 17.55 | 0.26534 | 3.499 | 74.4401 | 57.6327 | 17.579 | 408230.2678 | 160.6117 | 0.86526 | 1.1075 | 0.10114 | 1.2086 | 1.0101 | 0.0010203 | 0.0010203 | 9.0551 | 0.16399 | 0.16399 | 9.0551 | 0.50263 | 0.57469 | 0.0375 | 0.21937 | 0.83157 | 15.0674 | 0.86271 | 0.98853 | 0.02 | 0.0097848 | 0.12272 | 1.141 | 0.005 | 1.9776 | 3.3512 | 21.06 | 86.2718 | 17.15% | 29.5% | 1.716% | 6.546% | 3.662% | 33.05% | 3.018% | 4.924% | 0.1492% | 99.71% | 86.27%
[6 empty] | 118 | 17.7 | 0.26555 | 3.501 | 75.2761 | 58.1995 | 17.7288 | 408015.8723 | 160.7039 | 0.88007 | 1.1283 | 0.10126 | 1.2296 | 1.0107 | 0.0010214 | 0.0010214 | 9.136 | 0.16693 | 0.16693 | 9.136 | 0.51165 | 0.58625 | 0.0375 | 0.22125 | 0.845 | 15.1936 | 0.87721 | 1.0073 | 0.02 | 0.009783 | 0.12395 | 1.161 | 0.005 | 2.011 | 3.4086 | 21.24 | 86.1712 | 17.2% | 29.55% | 1.687% | 6.491% | 3.636% | 33.1% | 2.971% | 4.927% | 0.1467% | 99.71% | 86.17%
[6 empty] | 119 | 17.85 | 0.26577 | 3.5031 | 76.122 | 58.7731 | 17.8786 | 407801.871 | 160.796 | 0.89501 | 1.1495 | 0.10138 | 1.2509 | 1.0112 | 0.0010226 | 0.0010226 | 9.217 | 0.16991 | 0.16991 | 9.217 | 0.52076 | 0.59797 | 0.0375 | 0.22312 | 0.85859 | 15.3197 | 0.89183 | 1.0263 | 0.02 | 0.0097812 | 0.12518 | 1.1813 | 0.005 | 2.0449 | 3.4667 | 21.42 | 86.0702 | 17.25% | 29.61% | 1.659% | 6.436% | 3.611% | 33.16% | 2.924% | 4.931% | 0.1442% | 99.72% | 86.07%
[6 empty] | 120 | 18 | 0.26599 | 3.5051 | 76.9778 | 59.3534 | 18.0284 | 407588.2631 | 160.888 | 0.91007 | 1.1709 | 0.1015 | 1.2723 | 1.0118 | 0.0010238 | 0.0010238 | 9.298 | 0.17291 | 0.17291 | 9.298 | 0.52996 | 0.60984 | 0.0375 | 0.225 | 0.87234 | 15.4457 | 0.90657 | 1.0456 | 0.02 | 0.0097793 | 0.12641 | 1.2018 | 0.005 | 2.0791 | 3.5254 | 21.6 | 85.9688 | 17.3% | 29.66% | 1.631% | 6.382% | 3.586% | 33.21% | 2.879% | 4.934% | 0.1418% | 99.72% | 85.97%
[6 empty] | 121 | 18.15 | 0.26621 | 3.5071 | 77.8436 | 59.9407 | 18.1782 | 407375.0479 | 160.98 | 0.92525 | 1.1925 | 0.10161 | 1.2941 | 1.0124 | 0.001025 | 0.001025 | 9.3791 | 0.17594 | 0.17594 | 9.3791 | 0.53925 | 0.62188 | 0.0375 | 0.22687 | 0.88626 | 15.5717 | 0.92142 | 1.0651 | 0.02 | 0.0097775 | 0.12765 | 1.2225 | 0.005 | 2.1137 | 3.5848 | 21.78 | 85.867 | 17.35% | 29.71% | 1.604% | 6.329% | 3.561% | 33.27% | 2.835% | 4.936% | 0.1395% | 99.73% | 85.87%
[6 empty] | 122 | 18.3 | 0.26643 | 3.5091 | 78.7196 | 60.5348 | 18.328 | 407162.2244 | 161.072 | 0.94057 | 1.2144 | 0.10173 | 1.3161 | 1.013 | 0.0010261 | 0.0010261 | 9.4603 | 0.17899 | 0.17899 | 9.4603 | 0.54862 | 0.63409 | 0.0375 | 0.22875 | 0.90034 | 15.6977 | 0.93639 | 1.0848 | 0.02 | 0.0097756 | 0.12889 | 1.2434 | 0.005 | 2.1488 | 3.6449 | 21.96 | 85.7648 | 17.4% | 29.76% | 1.578% | 6.276% | 3.536% | 33.32% | 2.791% | 4.939% | 0.1372% | 99.73% | 85.76%
[6 empty] | 123 | 18.45 | 0.26665 | 3.5111 | 79.6059 | 61.1359 | 18.4778 | 406949.7919 | 161.1639 | 0.956 | 1.2365 | 0.10185 | 1.3384 | 1.0136 | 0.0010273 | 0.0010273 | 9.5415 | 0.18208 | 0.18208 | 9.5415 | 0.55808 | 0.64646 | 0.0375 | 0.23062 | 0.91458 | 15.8237 | 0.95148 | 1.1047 | 0.02 | 0.0097738 | 0.13013 | 1.2647 | 0.005 | 2.1842 | 3.7057 | 22.14 | 85.6622 | 17.44% | 29.81% | 1.552% | 6.223% | 3.512% | 33.37% | 2.748% | 4.941% | 0.1349% | 99.74% | 85.66%
[6 empty] | 124 | 18.6 | 0.26687 | 3.5131 | 80.5025 | 61.7441 | 18.6276 | 406737.7496 | 161.2557 | 0.97157 | 1.2589 | 0.10196 | 1.3609 | 1.0141 | 0.0010285 | 0.0010285 | 9.6228 | 0.1852 | 0.1852 | 9.6228 | 0.56763 | 0.659 | 0.0375 | 0.2325 | 0.929 | 15.9496 | 0.96668 | 1.125 | 0.02 | 0.009772 | 0.13137 | 1.2861 | 0.005 | 2.2201 | 3.7672 | 22.32 | 85.5591 | 17.49% | 29.86% | 1.526% | 6.172% | 3.487% | 33.42% | 2.707% | 4.943% | 0.1327% | 99.74% | 85.56%
[6 empty] | 125 | 18.75 | 0.26708 | 3.5151 | 81.4096 | 62.3594 | 18.7774 | 406526.0966 | 161.3475 | 0.98726 | 1.2816 | 0.10208 | 1.3837 | 1.0147 | 0.0010296 | 0.0010296 | 9.7042 | 0.18834 | 0.18834 | 9.7042 | 0.57727 | 0.67171 | 0.0375 | 0.23438 | 0.94358 | 16.0755 | 0.982 | 1.1454 | 0.02 | 0.0097701 | 0.13262 | 1.3078 | 0.005 | 2.2564 | 3.8294 | 22.5 | 85.4557 | 17.54% | 29.91% | 1.502% | 6.12% | 3.463% | 33.47% | 2.666% | 4.945% | 0.1306% | 99.74% | 85.46%
[6 empty] | 127 | 12 | 0.25728 | 3.424 | 49.6355 | 40.9373 | 12.0406 | 416447.6557 | 157.1695 | 0.40594 | 0.49345 | 0.096824 | 0.59027 | 0.98844 | 0.00097701 | 0.00097701 | 6.1073 | 0.074599 | 0.074599 | 6.1073 | 0.22865 | 0.24498 | 0.0375 | 0.15 | 0.43248 | 10.3768 | 0.40917 | 0.43891 | 0.02 | 0.0098529 | 0.079176 | 0.54794 | 0.005 | 0.98542 | 1.6513 | 14.4 | 89.7125 | 14.84% | 26.58% | 3.482% | 9.084% | 4.795% | 29.88% | 5.864% | 4.577% | 0.3028% | 99.4% | 89.71%

## Bode Plots Calculations (hidden)
Bode Plot Setup | [22 empty] | EA MODELING
[8 empty] | 5.6e-11 | [30 empty] | -0.848 | -8.4904
[39 empty] | -848.0012 | -8490.3585 | [12 empty] | XOVER SEARCH
[23 empty] | a | b | c | d |  |  |  | a | b | c | d | [19 empty] | xover | 75
|  | Output Filter |  |  |  |  | Pwm |  | Compensation | [9 empty] | Design Output |  |  |  | Z1 | [6 empty] | Z3 | [6 empty] | Ea Gain BW |  | Complex EA | [5 empty] | Actual EA Response |  |  |  | Actual Open Loop System Response |  |  |  | phase margin | 61.1039 | Comp To Output
|  | Esr zero |  | LC Double Pole |  |  |  |  | Origin Pole |  | Fz1 |  | Fz2 |  | Fp1 |  | Fp2 | [5 empty] | Num |  | Den |  | Total |  |  | Num |  | Den |  | Total |  |  | A(s) |  | Num |  |  | Den
Frequency |  | Gain | Phase | Gain |  | Phase | Gain |  | Gain | Phase | Gain | Phase | Gain | Phase | Gain | Phase | Gain | Phase | Total Gain | Total Phase | Phase margin |  | Real | Imag | Real | Imag | Z1 Real | Z1 Imag |  | Real | Imag | Real | Imag | Z3 Real | Z3 Imag |  | Real | Imag | Real | Imag | Phase | Real | Imag | Phase | EAGain | Ea Gain (db) | Ea Phase |  | Total Gain | Total Phase | Total Phase Margin |  |  |  | Total Gain | Total Phase margin | Output to Comp 5V In @ 500kHz 0A Iout 25DegC
1 | 91.1192 | 1 | 9.4248e-07 | 0.9901 | -3.6713e-05 | -3.6713e-05 | 4.2447 |  | 8575.1586 | -1.5708 | 1 | 0.00012441 | 1 | 5.2372e-05 | 1 | -8.5011e-07 | 1 | -3.7537e-06 | 91.1353 | -89.9922 | 90.0078 |  | 1 | 0.00012441 | -4.3774e-14 | 1.1662e-08 | 10346.221 | -85751585.8544 | 85751586.4786 | 10000 | 0.0085011 | 1 | 5.2372e-05 | 10000 | -0.51522 | 10000 | 990099.0099 | -99009.901 | -8.48e+12 | -84903584630237 | 4.6128 | 9900965334.633 | -1162112299.7484 | -0.11684 | 8559.1929 | 78.6487 | 4.7297 | 90.9907 | 91.1192 | 270.9887 | 90.9887 | 90.9887 | 0 | 0 | 12.4705 | -0.0020495 | Frequency | Gain | Phase
2 |  | 1 | 1.885e-06 | 0.9901 | -7.3427e-05 | -7.3427e-05 | 4.2447 |  | 4287.5793 | -1.5708 | 1 | 0.00024881 | 1 | 0.00010474 | 1 | -1.7002e-06 | 1 | -7.5073e-06 | 85.1147 | -89.9844 | 90.0156 |  | 1 | 0.00024881 | -1.7509e-13 | 2.3323e-08 | 10346.221 | -42875792.9855 |  | 10000 | 0.017002 | 1 | 0.00010474 | 9999.9999 | -1.0304 |  | 961538.4615 | -192307.6923 | -8.2354e+12 | -4.1229e+13 | 4.5152 | 9615212623.9454 | -2009819299.904 | -0.20606 | 4280.0669 | 72.629 | 4.7213 | 90.5102 | 85.0995 | 270.5061 | 90.5061 | 90.5061 | 0 | 0 | 12.4705 | -0.004099 | 100 | 35.3593 | -267.6677
3 |  | 1 | 2.8274e-06 | 0.9901 | -0.00011014 | -0.00011014 | 4.2447 |  | 2858.3862 | -1.5708 | 1 | 0.00037322 | 1 | 0.00015712 | 1 | -2.5503e-06 | 1 | -1.1261e-05 | 81.5929 | -89.9766 | 90.0234 |  | 1 | 0.00037322 | -3.9396e-13 | 3.4985e-08 | 10346.221 | -28583862.055 |  | 10000 | 0.025503 | 1 | 0.00015712 | 9999.9998 | -1.5457 |  | 917431.1927 | -275229.3578 | -7.8576e+12 | -26226574239768 | 4.4213 | 9173912566.1609 | -2810879277.6532 | -0.29732 | 2853.4361 | 69.1074 | 4.7186 | 90.3565 | 81.5779 | 270.3504 | 90.3504 | 90.3504 | 0 | 0 | 12.4705 | -0.0061485 | 102.329 | 34.9368 | -265.9149
4 |  | 1 | 3.7699e-06 | 0.9901 | -0.00014685 | -0.00014685 | 4.2447 |  | 2143.7896 | -1.5708 | 1 | 0.00049763 | 1 | 0.00020949 | 1 | -3.4005e-06 | 1 | -1.5015e-05 | 79.0941 | -89.9687 | 90.0313 |  | 1 | 0.00049763 | -7.0038e-13 | 4.6646e-08 | 10346.221 | -21437896.6092 |  | 10000 | 0.034005 | 1 | 0.00020949 | 9999.9996 | -2.0609 |  | 862068.9655 | -344827.5862 | -7.3835e+12 | -1.8485e+13 | 4.3324 | 8620004907.4347 | -3492928134.4127 | -0.38499 | 2140.0925 | 66.6087 | 4.7174 | 90.2846 | 79.0792 | 270.2764 | 90.2764 | 90.2764 | 0 | 0 | 12.4705 | -0.0081981 | 104.713 | 34.1908 | -264.9322
5 |  | 1 | 4.7124e-06 | 0.9901 | -0.00018357 | -0.00018357 | 4.2447 |  | 1715.0317 | -1.5708 | 1 | 0.00062204 | 1 | 0.00026186 | 1 | -4.2506e-06 | 1 | -1.8768e-05 | 77.1559 | -89.9609 | 90.0391 |  | 1 | 0.00062204 | -1.0943e-12 | 5.8308e-08 | 10346.221 | -17150317.3573 |  | 10000 | 0.042506 | 1 | 0.00026186 | 9999.9993 | -2.5761 |  | 800000 | -400000 | -6.8518e+12 | -1.3724e+13 | 4.2493 | 7998995292.3532 | -4036361253.6033 | -0.46733 | 1712.0798 | 64.6705 | 4.7167 | 90.2454 | 77.141 | 270.2352 | 90.2352 | 90.2352 | 0 | 0 | 12.4705 | -0.010248 | 107.152 | 34.4777 | -262.3057
6 |  | 1 | 5.6549e-06 | 0.9901 | -0.00022028 | -0.00022028 | 4.2447 |  | 1429.1931 | -1.5708 | 1 | 0.00074644 | 1 | 0.00031423 | 1 | -5.1007e-06 | 1 | -2.2522e-05 | 75.5723 | -89.9531 | 90.0469 |  | 1 | 0.00074644 | -1.5759e-12 | 6.997e-08 | 10346.221 | -14291931.2023 |  | 10000 | 0.051007 | 1 | 0.00031423 | 9999.999 | -3.0913 |  | 735294.1176 | -441176.4706 | -6.2977e+12 | -1.0513e+13 | 4.1727 | 7351602915.8696 | -4442621179.0879 | -0.54358 | 1426.7358 | 63.0869 | 4.7163 | 90.2226 | 75.5574 | 270.2103 | 90.2103 | 90.2103 | 0 | 0 | 12.4705 | -0.012297 | 109.648 | 34.1144 | -262.7662
7 |  | 1 | 6.5973e-06 | 0.9901 | -0.00025699 | -0.00025699 | 4.2447 |  | 1225.0227 | -1.5708 | 1 | 0.00087085 | 1 | 0.00036661 | 1 | -5.9508e-06 | 1 | -2.6276e-05 | 74.2334 | -89.9453 | 90.0547 |  | 1 | 0.00087085 | -2.1449e-12 | 8.1631e-08 | 10346.221 | -12250226.8169 |  | 10000 | 0.059508 | 1 | 0.00036661 | 9999.9987 | -3.6065 |  | 671140.9396 | -469798.6577 | -5.7482e+12 | -8.2265e+12 | 4.1025 | 6709740431.588 | -4724906917.3058 | -0.61353 | 1222.9179 | 61.7479 | 4.716 | 90.2091 | 74.2184 | 270.1947 | 90.1947 | 90.1947 | 0 | 0 | 12.4705 | -0.014347 | 112.202 | 34.2977 | -267.0128
8 |  | 1 | 7.5398e-06 | 0.9901 | -0.00029371 | -0.00029371 | 4.2447 |  | 1071.8948 | -1.5708 | 1 | 0.00099526 | 1 | 0.00041898 | 1 | -6.8009e-06 | 1 | -3.0029e-05 | 73.0736 | -89.9375 | 90.0625 |  | 1 | 0.00099526 | -2.8015e-12 | 9.3293e-08 | 10346.221 | -10718948.5376 |  | 10000 | 0.068009 | 1 | 0.00041898 | 9999.9983 | -4.1218 |  | 609756.0976 | -487804.878 | -5.2224e+12 | -6.541e+12 | 4.0386 | 6095575577.9963 | -4901999115.3722 | -0.67729 | 1070.0541 | 60.5881 | 4.7159 | 90.2014 | 73.0586 | 270.185 | 90.185 | 90.185 | 0 | 0 | 12.4705 | -0.016396 | 114.815 | 33.3465 | -266.2048
9 |  | 1 | 8.4823e-06 | 0.9901 | -0.00033042 | -0.00033042 | 4.2447 |  | 952.7954 | -1.5708 | 1 | 0.0011197 | 1 | 0.00047135 | 1 | -7.651e-06 | 1 | -3.3783e-05 | 72.0505 | -89.9297 | 90.0703 |  | 1 | 0.0011197 | -3.5457e-12 | 1.0495e-07 | 10346.221 | -9527954.329 |  | 10000 | 0.07651 | 1 | 0.00047135 | 9999.9978 | -4.637 |  | 552486.1878 | -497237.5691 | -4.7319e+12 | -5.2692e+12 | 3.9807 | 5522581259.7522 | -4993992392.6069 | -0.73518 | 951.1598 | 59.5651 | 4.7158 | 90.1976 | 72.0356 | 270.1792 | 90.1792 | 90.1792 | 0 | 0 | 12.4705 | -0.018446 | 117.49 | 33.0246 | -264.9049
10 |  | 1 | 9.4248e-06 | 0.9901 | -0.00036713 | -0.00036713 | 4.2447 |  | 857.5159 | -1.5708 | 1 | 0.0012441 | 1 | 0.00052372 | 1 | -8.5011e-06 | 1 | -3.7537e-05 | 71.1354 | -89.9218 | 90.0782 |  | 1 | 0.0012441 | -4.3774e-12 | 1.1662e-07 | 10346.221 | -8575158.9699 |  | 10000 | 0.085011 | 1 | 0.00052372 | 9999.9973 | -5.1522 |  | 500000 | -500000 | -4.2824e+12 | -4.2928e+12 | 3.9282 | 4997448819.9038 | -5019725082.2113 | -0.78762 | 856.0442 | 58.6499 | 4.7158 | 90.1965 | 71.1204 | 270.176 | 90.176 | 90.176 | 0 | 0 | 12.4705 | -0.020495 | 120.226 | 33.736 | -269.9808
20 |  | 1 | 1.885e-05 | 0.9901 | -0.00073427 | -0.00073427 | 4.2447 |  | 428.7579 | -1.5708 | 1 | 0.0024881 | 1 | 0.0010474 | 1 | -1.7002e-05 | 1 | -7.5073e-05 | 65.1148 | -89.8437 | 90.1563 |  | 1 | 0.0024881 | -1.7509e-11 | 2.3323e-07 | 10346.221 | -4287580.0675 |  | 10000 | 0.17002 | 1 | 0.0010474 | 9999.9892 | -10.3044 |  | 200000 | -400000 | -1.713e+12 | -861654501884.197 | 3.6077 | 1995902350.6255 | -4010631741.6693 | -1.109 | 428.0238 | 52.6294 | 4.7167 | 90.2459 | 65.0999 | 270.205 | 90.205 | 90.205 | 0 | 0 | 12.4705 | -0.04099 | 123.027 | 32.7649 | -265.7341
30 |  | 1 | 2.8274e-05 | 0.9901 | -0.0011014 | -0.0011014 | 4.2447 |  | 285.8386 | -1.5708 | 1 | 0.0037322 | 1 | 0.0015712 | 1 | -2.5503e-05 | 1 | -0.00011261 | 61.593 | -89.7655 | 90.2345 |  | 1 | 0.0037322 | -3.9396e-11 | 3.4985e-07 | 10346.2209 | -2858387.3589 |  | 10000 | 0.25503 | 1 | 0.0015712 | 9999.9757 | -15.4566 |  | 100000 | -300000 | -856481585593.375 | -288942602159.607 | 3.467 | 995386866.5036 | -3007255173.5239 | -1.2512 | 285.3505 | 49.1076 | 4.7181 | 90.328 | 61.5781 | 270.2666 | 90.2666 | 90.2666 | 0 | 0 | 12.4705 | -0.061486 | 125.893 | 32.2472 | -266.3711
40 |  | 1 | 3.7699e-05 | 0.9901 | -0.0014685 | -0.0014685 | 4.2447 |  | 214.379 | -1.5708 | 1 | 0.0049762 | 1 | 0.0020949 | 1 | -3.4005e-05 | 1 | -0.00015015 | 59.0943 | -89.6874 | 90.3126 |  | 1 | 0.0049763 | -7.0038e-11 | 4.6646e-07 | 10346.2208 | -2143791.1988 |  | 10000 | 0.34005 | 1 | 0.0020949 | 9999.9568 | -20.6088 |  | 58823.5294 | -235294.1176 | -503812857327.68 | -128539769527.77 | 3.3914 | 583409909.4175 | -2358430913.0188 | -1.3283 | 214.0143 | 46.6089 | 4.7197 | 90.4183 | 59.0794 | 270.3363 | 90.3363 | 90.3363 | 0 | 0 | 12.4705 | -0.081981 | 128.825 | 32.3142 | -268.0596
50 |  | 1 | 4.7124e-05 | 0.99011 | -0.0018357 | -0.0018357 | 4.2447 |  | 171.5032 | -1.5708 | 1 | 0.0062203 | 1 | 0.0026186 | 1 | -4.2506e-05 | 1 | -0.00018768 | 57.1562 | -89.6092 | 90.3908 |  | 1 | 0.0062204 | -1.0943e-10 | 5.8308e-07 | 10346.2207 | -1715033.6581 |  | 10000 | 0.42506 | 1 | 0.0026186 | 9999.9325 | -25.7609 |  | 38461.5385 | -192307.6923 | -329416233460.025 | -67952490822.4453 | 3.345 | 379685048.3347 | -1927484861.7888 | -1.3763 | 171.2128 | 44.6707 | 4.7213 | 90.5119 | 57.1413 | 270.4094 | 90.4094 | 90.4094 | 0 | 0 | 12.4706 | -0.10248 | 131.826 | 32.1558 | -263.3605
60 |  | 1 | 5.6549e-05 | 0.99011 | -0.0022028 | -0.0022028 | 4.2447 |  | 142.9193 | -1.5708 | 1 | 0.0074643 | 1 | 0.0031423 | 1 | -5.1007e-05 | 1 | -0.00022522 | 55.5727 | -89.5311 | 90.4689 |  | 1 | 0.0074644 | -1.5759e-10 | 6.997e-07 | 10346.2205 | -1429195.4271 |  | 10000 | 0.51007 | 1 | 0.0031423 | 9999.9029 | -30.913 |  | 27027.027 | -162162.1622 | -231481793029.837 | -40304668920.2805 | 3.314 | 265281005.5961 | -1625299794.8195 | -1.409 | 142.6788 | 43.0872 | 4.723 | 90.607 | 55.5578 | 270.4841 | 90.4841 | 90.4841 | 0 | 0 | 12.4706 | -0.12297 | 134.896 | 32.8753 | -269.4654
70 |  | 1 | 6.5973e-05 | 0.99011 | -0.00257 | -0.00257 | 4.2447 |  | 122.5023 | -1.5708 | 1 | 0.0087083 | 1 | 0.003666 | 1 | -5.9508e-05 | 1 | -0.00026276 | 54.2339 | -89.4529 | 90.5471 |  | 1 | 0.0087085 | -2.1449e-10 | 8.1631e-07 | 10346.2203 | -1225025.373 |  | 10000 | 0.59508 | 1 | 0.0036661 | 9999.8678 | -36.065 |  | 20000 | -140000 | -171296627820.009 | -25948978303.192 | 3.2919 | 194974529.944 | -1403152897.6212 | -1.4327 | 122.2976 | 41.7484 | 4.7247 | 90.7031 | 54.219 | 270.5597 | 90.5597 | 90.5597 | 0 | 0 | 12.4706 | -0.14347 | 138.038 | 32.5387 | -267.9507
80 |  | 1 | 7.5398e-05 | 0.99012 | -0.0029371 | -0.0029371 | 4.2447 |  | 107.1895 | -1.5708 | 1 | 0.0099522 | 1 | 0.0041898 | 1 | -6.8009e-05 | 1 | -0.00030029 | 53.0742 | -89.3748 | 90.6252 |  | 1 | 0.0099526 | -2.8015e-10 | 9.3293e-07 | 10346.2201 | -1071897.9296 |  | 10000 | 0.68009 | 1 | 0.0041898 | 9999.8273 | -41.217 |  | 15384.6154 | -123076.9231 | -131766726410 | -17764118311.7085 | 3.2756 | 148796913.0305 | -1233525945.0878 | -1.4507 | 107.0118 | 40.5886 | 4.7263 | 90.7998 | 53.0593 | 270.6359 | 90.6359 | 90.6359 | 0 | 0 | 12.4706 | -0.16396 | 141.254 | 32.377 | -263.1143
90 |  | 1 | 8.4823e-05 | 0.99012 | -0.0033043 | -0.0033043 | 4.2447 |  | 95.2795 | -1.5708 | 1.0001 | 0.011196 | 1 | 0.0047135 | 1 | -7.651e-05 | 1 | -0.00033783 | 52.0513 | -89.2966 | 90.7034 |  | 1 | 0.011197 | -3.5457e-10 | 1.0495e-06 | 10346.2198 | -952798.8932 |  | 10000 | 0.7651 | 1 | 0.0047135 | 9999.7814 | -46.3689 |  | 12195.122 | -109756.0976 | -104449314866.495 | -12755059411.3711 | 3.2631 | 116885561.0985 | -1100008132.7631 | -1.4649 | 95.1231 | 39.5657 | 4.728 | 90.8969 | 52.0364 | 270.7124 | 90.7124 | 90.7124 | 0 | 0 | 12.4707 | -0.18446 | 144.544 | 31.4991 | -266.2885
100 |  | 1 | 9.4248e-05 | 0.99013 | -0.0036714 | -0.0036714 | 4.2447 |  | 85.7516 | -1.5708 | 1.0001 | 0.01244 | 1 | 0.0052372 | 1 | -8.5011e-05 | 1 | -0.00037537 | 51.1364 | -89.2185 | 90.7815 |  | 1 | 0.012441 | -4.3774e-10 | 1.1662e-06 | 10346.2196 | -857519.7418 |  | 10000 | 0.85011 | 1 | 0.0052372 | 9999.7302 | -51.5207 |  | 9900.9901 | -99009.901 | -84800506912.9501 | -9514672647.1817 | 3.2533 | 93932443.3068 | -992297521.6837 | -1.4764 | 85.6123 | 38.6507 | 4.7297 | 90.9943 | 51.1214 | 270.7893 | 90.7893 | 90.7893 | 0 | 0 | 12.4707 | -0.20496 | 147.911 | 31.4819 | -266.3463
200 |  | 1 | 0.0001885 | 0.9902 | -0.0073435 | -0.0073435 | 4.2447 |  | 42.8758 | -1.5708 | 1.0003 | 0.024876 | 1.0001 | 0.010474 | 1 | -0.00017002 | 1 | -0.00075073 | 45.1188 | -88.4373 | 91.5627 |  | 1 | 0.024881 | -1.7509e-09 | 2.3323e-06 | 10346.2152 | -428765.6963 |  | 10000 | 1.7002 | 1 | 0.010474 | 9998.9208 | -103.0329 |  | 2493.7656 | -49875.3117 | -21359021723.5304 | -1585261845.453 | 3.2157 | 19822437.3532 | -499813925.8617 | -1.5312 | 42.8178 | 32.6325 | 4.7468 | 91.9736 | 45.1039 | 271.5636 | 91.5636 | 91.5636 | 0 | 0 | 12.4714 | -0.40995 | 151.356 | 31.0519 | -267.0283
300 |  | 1 | 0.00028274 | 0.99033 | -0.011017 | -0.011017 | 4.2447 |  | 28.5839 | -1.5708 | 1.0007 | 0.037305 | 1.0001 | 0.01571 | 1 | -0.00025503 | 1 | -0.0011261 | 41.6021 | -87.6566 | 92.3434 |  | 1 | 0.037322 | -3.9396e-09 | 3.4985e-06 | 10346.2079 | -285850.2702 |  | 10000 | 2.5503 | 1 | 0.015712 | 9997.5721 | -154.5282 |  | 1109.8779 | -33296.3374 | -9506284016.792 | -661749730.4479 | 3.2111 | 5977131.2612 | -333625986.9685 | -1.5529 | 28.5582 | 29.1146 | 4.764 | 92.9557 | 41.5872 | 272.3406 | 92.3406 | 92.3406 | 0 | 0 | 12.4726 | -0.61502 | 154.882 | 31.2487 | -260.6973
400 |  | 1 | 0.00037699 | 0.99052 | -0.014692 | -0.014692 | 4.2447 |  | 21.4379 | -1.5708 | 1.0012 | 0.049722 | 1.0002 | 0.020946 | 1 | -0.00034005 | 1 | -0.0015015 | 39.1105 | -86.8767 | 93.1233 |  | 1 | 0.049763 | -7.0038e-09 | 4.6646e-06 | 10346.1977 | -214394.499 |  | 10000 | 3.4005 | 1 | 0.020949 | 9995.6846 | -205.9981 |  | 624.6096 | -24984.3848 | -5350052318.4644 | -392406250.2671 | 3.2148 | 1122932.7109 | -250293813.1713 | -1.5663 | 21.4323 | 26.6214 | 4.7811 | 93.9379 | 39.0955 | 273.1177 | 93.1177 | 93.1177 | 0 | 0 | 12.4742 | -0.82019 | 158.489 | 31.0037 | -259.869
500 |  | 1 | 0.00047124 | 0.99075 | -0.01837 | -0.01837 | 4.2447 |  | 17.1503 | -1.5708 | 1.0019 | 0.062123 | 1.0003 | 0.02618 | 1 | -0.00042506 | 1 | -0.0018768 | 37.1814 | -86.098 | 93.902 |  | 1 | 0.062204 | -1.0943e-08 | 5.8308e-06 | 10346.1846 | -171522.5897 |  | 10000 | 4.2506 | 1 | 0.026186 | 9993.2588 | -257.4341 |  | 399.8401 | -19992.0032 | -3424943342.2118 | -275422558.2898 | 3.2218 | -1124654.4646 | -200231647.7081 | 4.7068 | 17.1599 | 24.6903 | -1.4849 | -265.0805 | 37.1665 | -86.1061 | 93.8939 | 93.8939 | 0 | 0 | 12.4762 | -1.0255 | 162.181 | 30.4293 | -262.3986
600 |  | 1 | 0.00056549 | 0.99104 | -0.022051 | -0.022051 | 4.2447 |  | 14.2919 | -1.5708 | 1.0028 | 0.074506 | 1.0005 | 0.031413 | 1 | -0.00051007 | 1 | -0.0022522 | 35.609 | -85.3206 | 94.6794 |  | 1 | 0.074644 | -1.5759e-08 | 6.997e-06 | 10346.1685 | -142942.6113 |  | 10000 | 5.1007 | 1 | 0.031423 | 9990.2956 | -308.8278 |  | 277.7006 | -16662.0383 | -2378842129.8442 | -212083511.1113 | 3.2305 | -2345130.5771 | -166830824.6585 | 4.6983 | 14.3142 | 23.1153 | -1.4678 | -264.1 | 35.5941 | -85.331 | 94.669 | 94.669 | 0 | 0 | 12.4788 | -1.231 | 165.959 | 29.9194 | -264.8295
700 |  | 1 | 0.00065973 | 0.99138 | -0.025735 | -0.025735 | 4.2447 |  | 12.2502 | -1.5708 | 1.0038 | 0.086866 | 1.0007 | 0.036644 | 1 | -0.00059508 | 1 | -0.0026276 | 34.2832 | -84.5448 | 95.4552 |  | 1 | 0.087085 | -2.1449e-08 | 8.1631e-06 | 10346.1496 | -122529.4506 |  | 10000 | 5.9508 | 1 | 0.036661 | 9986.7959 | -360.1708 |  | 204.04 | -14282.7994 | -1747952538.9168 | -172772887.4977 | 3.2401 | -3080288.7939 | -142958522.4579 | 4.6908 | 12.2837 | 21.7866 | -1.4507 | -263.1207 | 34.2684 | -84.5574 | 95.4426 | 95.4426 | 0 | 0 | 12.4818 | -1.4367 | 169.824 | 29.8089 | -267.7277
800 |  | 1 | 0.00075398 | 0.99178 | -0.029425 | -0.029425 | 4.2447 |  | 10.7189 | -1.5708 | 1.0049 | 0.099199 | 1.0009 | 0.041873 | 1 | -0.00068009 | 1 | -0.0030029 | 33.1386 | -83.7709 | 96.2291 |  | 1 | 0.099526 | -2.8015e-08 | 9.3293e-06 | 10346.1277 | -107220.551 |  | 10000 | 6.8009 | 1 | 0.041898 | 9982.761 | -411.4547 |  | 156.2256 | -12498.0472 | -1338431174.661 | -146056986.1779 | 3.2503 | -3556571.7192 | -125044390.6221 | 4.684 | 10.7628 | 20.6385 | -1.4337 | -262.143 | 33.1237 | -83.7857 | 96.2143 | 96.2143 | 0 | 0 | 12.4852 | -1.6427 | 173.78 | 30.0709 | -269.952
900 |  | 1 | 0.00084823 | 0.99222 | -0.033119 | -0.033119 | 4.2447 |  | 9.528 | -1.5708 | 1.0062 | 0.1115 | 1.0011 | 0.0471 | 1 | -0.0007651 | 0.99999 | -0.0033783 | 32.1328 | -82.9991 | 97.0009 |  | 1 | 0.11197 | -3.5457e-08 | 1.0495e-05 | 10346.1029 | -95314.492 |  | 10000 | 7.651 | 1 | 0.047135 | 9978.192 | -462.6712 |  | 123.4416 | -11109.7395 | -1057642041.2178 | -126708277.5448 | 3.2608 | -3882194.6186 | -111103589.3951 | 4.6775 | 9.5816 | 19.6288 | -1.4166 | -261.1672 | 32.1179 | -83.0161 | 96.9839 | 96.9839 | 0 | 0 | 12.4891 | -1.849 | 177.828 | 29.7201 | -271.5601
1000 |  | 1 | 0.00094248 | 0.99272 | -0.036819 | -0.036819 | 4.2447 |  | 8.5752 | -1.5708 | 1.0077 | 0.12377 | 1.0014 | 0.052324 | 1 | -0.00085011 | 0.99999 | -0.0037536 | 31.2368 | -82.2298 | 97.7702 |  | 1 | 0.12441 | -4.3774e-08 | 1.1662e-05 | 10346.0752 | -85790.4215 |  | 10000 | 8.5011 | 1 | 0.052372 | 9973.0905 | -513.8119 |  | 99.99 | -9999.0001 | -856783928.8886 | -112028591.6959 | 3.2716 | -4114166.3735 | -99944704.5835 | 4.6712 | 8.6382 | 18.7285 | -1.3996 | -260.1933 | 31.222 | -82.2489 | 97.7511 | 97.7511 | 0 | 0 | 12.4935 | -2.0556 | 181.97 | 30.0421 | -268.8459
1500 |  | 1 | 0.0014137 | 0.99601 | -0.055427 | -0.055427 | 4.2447 |  | 5.7168 | -1.5708 | 1.0173 | 0.18449 | 1.0031 | 0.078397 | 1 | -0.0012752 | 0.99998 | -0.0056304 | 27.8405 | -78.4281 | 101.5719 |  | 1 | 0.18661 | -9.8491e-08 | 1.7492e-05 | 10345.893 | -57225.9763 |  | 10000 | 12.7517 | 1 | 0.078558 | 9939.66 | -768.0916 |  | 44.4425 | -6666.3704 | -381029756.8666 | -71512818.5561 | 3.3271 | -4652466.3896 | -66411260.2785 | 4.6424 | 5.8233 | 15.3034 | -1.3153 | -255.3629 | 27.8256 | -78.4576 | 101.5424 | 101.5424 | 0 | 0 | 12.5222 | -3.0947 | 186.209 | 29.9018 | -265.3796
2000 |  | 1 | 0.001885 | 1.0006 | -0.074277 | -0.074277 | 4.2447 |  | 4.2876 | -1.5708 | 1.0305 | 0.24386 | 1.0055 | 0.10436 | 1 | -0.0017002 | 0.99997 | -0.0075072 | 25.5148 | -74.7234 | 105.2766 |  | 1 | 0.24881 | -1.7509e-07 | 2.3323e-05 | 10345.6379 | -42953.461 |  | 10000 | 17.0023 | 1 | 0.10474 | 9893.2382 | -1019.2597 |  | 24.9994 | -4999.875 | -214503301.2427 | -52800706.1938 | 3.3829 | -4822750.2337 | -49577957.254 | 4.6154 | 4.4348 | 12.9375 | -1.2325 | -250.6153 | 25.5 | -74.7631 | 105.2369 | 105.2369 | 0 | 0 | 12.5625 | -4.1477 | 190.546 | 29.5667 | -265.8945
2500 |  | 1 | 0.0023562 | 1.0066 | -0.093453 | -0.093453 | 4.2447 |  | 3.4301 | -1.5708 | 1.0472 | 0.30153 | 1.0085 | 0.13019 | 1 | -0.0021253 | 0.99996 | -0.0093839 | 23.7949 | -71.1429 | 108.8571 |  | 1 | 0.31102 | -2.7359e-07 | 2.9154e-05 | 10345.31 | -34397.7163 |  | 10000 | 21.2529 | 1 | 0.13093 | 9834.1968 | -1266.3443 |  | 15.9997 | -3999.936 | -137423141.4994 | -41930932.5036 | 3.4377 | -4881954.0771 | -39427220.5367 | 4.5892 | 3.6165 | 11.1658 | -1.1515 | -245.9733 | 23.7802 | -71.1928 | 108.8072 | 108.8072 | 0 | 0 | 12.6145 | -5.2194 | 194.984 | 29.6856 | -265.6327
3000 |  | 1 | 0.0028274 | 1.014 | -0.11304 | -0.11304 | 4.2447 |  | 2.8584 | -1.5708 | 1.0674 | 0.35721 | 1.0123 | 0.15584 | 1 | -0.0025503 | 0.99994 | -0.011261 | 22.4722 | -67.7105 | 112.2895 | 16.902 | 1 | 0.37322 | -3.9396e-07 | 3.4985e-05 | 10344.9092 | -28700.3558 |  | 10000 | 25.5034 | 1 | 0.15712 | 9763.0009 | -1508.4271 |  | 11.111 | -3333.2963 | -95551847.5522 | -34801536.7619 | 3.4909 | -4893679.3718 | -32619524.2957 | 4.5635 | 3.083 | 9.7795 | -1.0726 | -241.4555 | 22.4576 | -67.7704 | 112.2296 | 112.2296 | 0 | 0 | 12.6781 | -6.315 | 199.526 | 29.051 | -267.8015
3500 |  | 1 | 0.0032987 | 1.0229 | -0.13314 | -0.13314 | 4.2447 |  | 2.45 | -1.5708 | 1.0907 | 0.41067 | 1.0167 | 0.18129 | 1 | -0.0029754 | 0.99991 | -0.013137 | 21.4338 | -64.4462 | 115.5538 |  | 1 | 0.43542 | -5.3623e-07 | 4.0816e-05 | 10344.4355 | -24636.3564 |  | 10000 | 29.754 | 1 | 0.1833 | 9680.2 | -1744.6539 |  | 8.1632 | -2857.1195 | -70304571.3576 | -29756400.3306 | 3.542 | -4879923.3949 | -27723764.7427 | 4.5382 | 2.712 | 8.6658 | -0.99617 | -237.0766 | 21.4193 | -64.5162 | 115.4838 | 115.4838 | 0 | 0 | 12.7535 | -7.4396 | 204.174 | 28.4243 | -264.1684
4000 |  | 1 | 0.0037699 | 1.0332 | -0.15386 | -0.15386 | 4.2447 |  | 2.1438 | -1.5708 | 1.117 | 0.46175 | 1.0217 | 0.2065 | 0.99999 | -0.0034004 | 0.99989 | -0.015014 | 20.6109 | -61.3664 | 118.6336 |  | 1 | 0.49763 | -7.0038e-07 | 4.6646e-05 | 10343.8891 | -21593.2063 |  | 10000 | 34.0046 | 1 | 0.20949 | 9586.4177 | -1974.2439 |  | 6.25 | -2499.9844 | -53918029.4293 | -25994517.8096 | 3.5908 | -4850080.7303 | -24024543.2672 | 4.5132 | 2.4422 | 7.7557 | -0.92236 | -232.8473 | 20.5966 | -61.4465 | 118.5535 | 118.5535 | 0 | 0 | 12.8409 | -8.5993 | 208.93 | 28.5109 | -267.6911
4500 |  | 1 | 0.0042411 | 1.0451 | -0.17529 | -0.17529 | 4.2447 |  | 1.9056 | -1.5708 | 1.146 | 0.51036 | 1.0274 | 0.23145 | 0.99999 | -0.0038255 | 0.99986 | -0.01689 | 19.9583 | -58.4843 | 121.5157 |  | 1 | 0.55983 | -8.8642e-07 | 5.2477e-05 | 10343.2699 | -19230.6211 |  | 10000 | 38.2552 | 1 | 0.23568 | 9482.3407 | -2196.496 |  | 4.9382 | -2222.2112 | -42683424.8179 | -23079896.1757 | 3.6373 | -4808842.4973 | -21124545.118 | 4.4886 | 2.2397 | 7.0039 | -0.85128 | -228.7745 | 19.9442 | -58.5746 | 121.4254 | 121.4254 | 0 | 0 | 12.9402 | -9.8001 | 213.796 | 28.179 | -266.9667
5000 |  | 1 | 0.0047124 | 1.0586 | -0.19755 | -0.19755 | 4.2447 |  | 1.715 | -1.5708 | 1.1777 | 0.55646 | 1.0337 | 0.25611 | 0.99999 | -0.0042505 | 0.99982 | -0.018766 | 19.4441 | -55.8104 | 124.1896 |  | 1 | 0.62204 | -1.0943e-06 | 5.8308e-05 | 10342.5779 | -17344.4298 |  | 10000 | 42.5057 | 1 | 0.26186 | 9368.7065 | -2410.7947 |  | 4 | -1999.992 | -34647350.7948 | -20754450.4016 | 3.6813 | -4758875.9011 | -18785479.2289 | 4.4643 | 2.0841 | 6.3785 | -0.78299 | -224.862 | 19.4302 | -55.9108 | 124.0892 | 124.0892 | 0 | 0 | 13.0517 | -11.0488 | 218.776 | 27.7064 | -263.5369
5500 |  | 1 | 0.0051836 | 1.0738 | -0.22078 | -0.22078 | 4.2447 |  | 1.5591 | -1.5708 | 1.2117 | 0.60007 | 1.0407 | 0.28046 | 0.99999 | -0.0046756 | 0.99979 | -0.020642 | 19.045 | -53.3529 | 126.6471 |  | 1 | 0.68424 | -1.3242e-06 | 6.4139e-05 | 10341.8131 | -15804.7056 |  | 10000 | 46.7563 | 1 | 0.28805 | 9246.2917 | -2616.6129 |  | 3.3058 | -1818.1758 | -28701545.6451 | -18855481.1939 | 3.7228 | -4701881.2386 | -16855774.7344 | 4.4404 | 1.9624 | 5.8559 | -0.71752 | -221.1108 | 19.0312 | -53.4635 | 126.5365 | 126.5365 | 0 | 0 | 13.1754 | -12.3527 | 223.872 | 27.9371 | -265.1945
6000 |  | 1 | 0.0056548 | 1.0907 | -0.24511 | -0.24511 | 4.2447 |  | 1.4292 | -1.5708 | 1.2479 | 0.64122 | 1.0482 | 0.30446 | 0.99999 | -0.0051006 | 0.99975 | -0.022518 | 18.7432 | -51.1187 | 128.8813 |  | 1 | 0.74644 | -1.5759e-06 | 6.997e-05 | 10340.9757 | -14524.8301 |  | 10000 | 51.0069 | 1 | 0.31423 | 9115.9001 | -2813.5134 |  | 2.7778 | -1666.662 | -24179258.0807 | -17275258.2125 | 3.762 | -4639057.1418 | -15234428.3832 | 4.4168 | 1.866 | 5.4183 | -0.65484 | -217.5194 | 18.7296 | -51.2393 | 128.7607 | 128.7607 | 0 | 0 | 13.3113 | -13.7199 | 229.087 | 27.6763 | -266.7544
6500 |  | 1 | 0.006126 | 1.1095 | -0.27071 | -0.27071 | 4.2447 |  | 1.3193 | -1.5708 | 1.286 | 0.67999 | 1.0564 | 0.32811 | 0.99998 | -0.0055257 | 0.9997 | -0.024394 | 18.5247 | -49.1135 | 130.8865 |  | 1 | 0.80865 | -1.8494e-06 | 7.58e-05 | 10340.0656 | -13444.8369 |  | 10000 | 55.2575 | 1 | 0.34042 | 8978.3505 | -3001.1483 |  | 2.3669 | -1538.4579 | -20659841.9687 | -15939577.5425 | 3.7987 | -4571322.7759 | -13851537.9817 | 4.3936 | 1.7889 | 5.0519 | -0.59489 | -214.0849 | 18.5115 | -49.2442 | 130.7558 | 130.7558 | 0 | 0 | 13.4596 | -15.1594 | 234.423 | 27.6703 | -266.7612
7000 |  | 1 | 0.0065972 | 1.1302 | -0.29773 | -0.29773 | 4.2447 |  | 1.225 | -1.5708 | 1.326 | 0.71647 | 1.0651 | 0.35139 | 0.99998 | -0.0059507 | 0.99965 | -0.02627 | 18.3786 | -47.3428 | 132.6572 |  | 1 | 0.87085 | -2.1449e-06 | 8.1631e-05 | 10339.0828 | -12521.8925 |  | 10000 | 59.508 | 1 | 0.36661 | 8834.4664 | -3179.2572 |  | 2.0408 | -1428.5685 | -17867281.1809 | -14795643.0061 | 3.8332 | -4499430.6499 | -12657179.4138 | 4.3708 | 1.7269 | 4.7455 | -0.53761 | -210.8028 | 18.3656 | -47.4837 | 132.5163 | 132.5163 | 0 | 0 | 13.6201 | -16.6809 | 239.883 | 27.2761 | -267.5957
7500 |  | 1 | 0.0070685 | 1.1529 | -0.32638 | -0.32638 | 4.2447 |  | 1.1434 | -1.5708 | 1.3677 | 0.75078 | 1.0744 | 0.37428 | 0.99998 | -0.0063758 | 0.9996 | -0.028145 | 18.2958 | -45.8124 | 134.1876 |  | 1 | 0.93305 | -2.4623e-06 | 8.7462e-05 | 10338.0275 | -11724.5857 |  | 10000 | 63.7586 | 1 | 0.39279 | 8685.0654 | -3347.6635 |  | 1.7778 | -1333.331 | -15614374.4573 | -13804855.8302 | 3.8656 | -4424026.538 | -11614733.9258 | 4.3485 | 1.6769 | 4.4902 | -0.4829 | -207.668 | 18.283 | -45.9634 | 134.0366 | 134.0366 | 0 | 0 | 13.7929 | -18.2954 | 245.471 | 27.0755 | -266.8096
8000 |  | 1 | 0.0075397 | 1.1777 | -0.35687 | -0.35687 | 4.2447 |  | 1.0719 | -1.5708 | 1.4109 | 0.78302 | 1.0842 | 0.39676 | 0.99998 | -0.0068008 | 0.99955 | -0.03002 | 18.2686 | -44.5285 | 135.4715 |  | 1 | 0.99526 | -2.8015e-06 | 9.3293e-05 | 10336.8996 | -11029.358 |  | 10000 | 68.0092 | 1 | 0.41898 | 8530.9503 | -3506.2703 |  | 1.5625 | -1249.998 | -13770524.5898 | -12938337.6938 | 3.8958 | -4345682.3599 | -10696718.9162 | 4.3265 | 1.6365 | 4.2786 | -0.43065 | -204.6745 | 18.2561 | -44.6898 | 135.3102 | 135.3102 | 0 | 0 | 13.9776 | -20.0152 | 251.189 | 27.0434 | -265.9205
8500 |  | 1 | 0.0080109 | 1.2046 | -0.38943 | -0.38943 | 4.2447 |  | 1.0088 | -1.5708 | 1.4554 | 0.81332 | 1.0946 | 0.41883 | 0.99997 | -0.0072259 | 0.99949 | -0.031895 | 18.2906 | -43.4986 | 136.5014 |  | 1 | 1.0575 | -3.1626e-06 | 9.9124e-05 | 10335.6993 | -10418.194 |  | 10000 | 72.2598 | 1 | 0.44516 | 8372.9014 | -3655.0544 |  | 1.3841 | -1176.469 | -12242376.3609 | -12174048.9928 | 3.9242 | -4264914.6401 | -9882091.5176 | 4.305 | 1.6041 | 4.1046 | -0.38077 | -201.8163 | 18.2785 | -43.67 | 136.33 | 136.33 | 0 | 0 | 14.1739 | -21.8538 | 257.04 | 26.6776 | -267.6031
9000 |  | 1 | 0.0084821 | 1.2337 | -0.42432 | -0.42432 | 4.2447 |  | 0.9528 | -1.5708 | 1.5012 | 0.84179 | 1.1055 | 0.44047 | 0.99997 | -0.0076509 | 0.99943 | -0.03377 | 18.3562 | -42.7313 | 137.2687 |  | 1 | 1.1197 | -3.5457e-06 | 0.00010495 | 10334.4265 | -9877.0814 |  | 10000 | 76.5103 | 1 | 0.47135 | 8211.669 | -3794.0608 |  | 1.2346 | -1111.1097 | -10961762.8423 | -11494875.803 | 3.9507 | -4182195.0508 | -9154452.2903 | 4.2839 | 1.5782 | 3.9632 | -0.33313 | -199.0869 | 18.3444 | -42.9129 | 137.0871 | 137.0871 | 0 | 0 | 14.3812 | -23.826 | 263.027 | 26.2703 | -267.3229
9500 |  | 1 | 0.0089533 | 1.265 | -0.46184 | -0.46184 | 4.2447 |  | 0.90265 | -1.5708 | 1.5482 | 0.86856 | 1.1169 | 0.46167 | 0.99997 | -0.0080759 | 0.99936 | -0.035645 | 18.4602 | -42.2367 | 137.7633 |  | 1 | 1.1819 | -3.9506e-06 | 0.00011079 | 10333.0813 | -9394.9582 |  | 10000 | 80.7609 | 1 | 0.49754 | 8047.9688 | -3923.3951 |  | 1.108 | -1052.6304 | -9877969.3121 | -10887325.5058 | 3.9756 | -4097956.5381 | -8500817.4278 | 4.2632 | 1.5578 | 3.85 | -0.28763 | -196.48 | 18.4488 | -42.4286 | 137.5714 | 137.5714 | 0 | 0 | 14.5988 | -25.9485 | 269.153 | 26.2359 | -265.677
10000 |  | 1 | 0.0094245 | 1.2984 | -0.50229 | -0.50229 | 4.2447 |  | 0.85752 | -1.5708 | 1.5962 | 0.89373 | 1.1288 | 0.48244 | 0.99996 | -0.0085009 | 0.9993 | -0.037519 | 18.5978 | -42.0269 | 137.9731 |  | 1 | 1.2441 | -4.3774e-06 | 0.00011662 | 10331.6637 | -8962.9743 |  | 10000 | 85.0115 | 1 | 0.52372 | 7882.4766 | -4043.2176 |  | 1 | -999.999 | -8952633.6554 | -10340616.3618 | 3.9988 | -4012596.9846 | -7910760.4719 | 4.243 | 1.542 | 3.7615 | -0.24416 | -193.9895 | 18.5868 | -42.2289 | 137.7711 | 137.7711 | 0 | 0 | 14.8252 | -28.2394 | 275.423 | 25.8456 | -266.4657
10500 |  | 1 | 0.0098957 | 1.3338 | -0.54603 | -0.54603 | 4.2447 |  | 0.81668 | -1.5708 | 1.6451 | 0.91743 | 1.1412 | 0.50277 | 0.99996 | -0.008926 | 0.99922 | -0.039393 | 18.7642 | -42.1152 | 137.8848 |  | 1 | 1.3063 | -4.826e-06 | 0.00012245 | 10330.1739 | -8573.9655 |  | 10000 | 89.2621 | 1 | 0.54991 | 7715.8256 | -4153.7357 |  | 0.90703 | -952.3801 | -8156304.2135 | -9846028.7853 | 4.0206 | -3926481.5222 | -7375800.3186 | 4.2232 | 1.5301 | 3.6946 | -0.20262 | -191.6094 | 18.7536 | -42.3275 | 137.6725 | 137.6725 | 0 | 0 | 15.059 | -30.7181 | 281.838 | 26.1068 | -266.6757
11000 |  | 1.0001 | 0.010367 | 1.3709 | -0.5934 | -0.5934 | 4.2447 |  | 0.77956 | -1.5708 | 1.6949 | 0.93974 | 1.1541 | 0.52266 | 0.99996 | -0.009351 | 0.99915 | -0.041267 | 18.9546 | -42.5166 | 137.4834 |  | 1 | 1.3685 | -5.2966e-06 | 0.00012828 | 10328.6119 | -8222.07 |  | 10000 | 93.5126 | 1 | 0.57609 | 7548.604 | -4255.1972 |  | 0.82645 | -909.0902 | -7466066.8403 | -9396434.5158 | 4.041 | -3839944.1416 | -6888957.0764 | 4.2039 | 1.5217 | 3.6466 | -0.16291 | -189.3338 | 18.9443 | -42.7392 | 137.2608 | 137.2608 | 0 | 0 | 15.2977 | -33.4053 | 288.403 | 25.7844 | -268.0599
11500 |  | 1.0001 | 0.010838 | 1.4095 | -0.64478 | -0.64478 | 4.2447 |  | 0.74567 | -1.5708 | 1.7455 | 0.96076 | 1.1674 | 0.54209 | 0.99995 | -0.009776 | 0.99907 | -0.04314 | 19.1635 | -43.2469 | 136.7531 |  | 1 | 1.4307 | -5.7891e-06 | 0.00013411 | 10326.9777 | -7902.4454 |  | 10000 | 97.7632 | 1 | 0.60228 | 7381.3536 | -4347.8836 |  | 0.75614 | -869.5646 | -6863877.7824 | -8985949.2281 | 4.0601 | -3753288.9725 | -6444424.6096 | 4.185 | 1.5162 | 3.6152 | -0.12492 | -187.1573 | 19.1537 | -43.4798 | 136.5202 | 136.5202 | 0 | 0 | 15.5385 | -36.3224 | 295.121 | 25.5811 | -265.88
12000 |  | 1.0001 | 0.011309 | 1.4487 | -0.70055 | -0.70055 | 4.2447 |  | 0.7146 | -1.5708 | 1.7969 | 0.9806 | 1.1811 | 0.56109 | 0.99995 | -0.010201 | 0.99899 | -0.045014 | 19.3852 | -44.3219 | 135.6781 |  | 1 | 1.4929 | -6.3034e-06 | 0.00013994 | 10325.2715 | -7611.0564 |  | 10000 | 102.0138 | 1 | 0.62847 | 7214.5698 | -4432.1039 |  | 0.69444 | -833.3328 | -6335372.2574 | -8609672.3859 | 4.078 | -3666791.4475 | -6037325.6443 | 4.1666 | 1.5133 | 3.5985 | -0.08857 | -185.0747 | 19.3758 | -44.5652 | 135.4348 | 135.4348 | 0 | 0 | 15.7773 | -39.4905 | 301.995 | 24.917 | -267.1358
12500 |  | 1.0001 | 0.01178 | 1.4879 | -0.76103 | -0.76103 | 4.2447 |  | 0.68601 | -1.5708 | 1.8489 | 0.99932 | 1.1952 | 0.57964 | 0.99994 | -0.010626 | 0.9989 | -0.046886 | 19.613 | -45.7562 | 134.2438 |  | 1 | 1.5551 | -6.8396e-06 | 0.00014577 | 10323.4932 | -7344.5131 |  | 10000 | 106.2644 | 1 | 0.65465 | 7048.7012 | -4508.1885 |  | 0.64 | -799.9995 | -5868999.6981 | -8263489.7927 | 4.0948 | -3580699.4639 | -5663526.2288 | 4.1486 | 1.5127 | 3.5948 | -0.053773 | -183.081 | 19.6041 | -46.0097 | 133.9903 | 133.9903 | 0 | 0 | 16.0092 | -42.9288 | 309.03 | 24.8252 | -265.0361
13000 |  | 1.0001 | 0.012252 | 1.5259 | -0.8265 | -0.8265 | 4.2447 |  | 0.65963 | -1.5708 | 1.9015 | 1.017 | 1.2098 | 0.59775 | 0.99994 | -0.011051 | 0.99881 | -0.048759 | 19.8393 | -47.5607 | 132.4393 |  | 1 | 1.6173 | -7.3978e-06 | 0.0001516 | 10321.6431 | -7099.9472 |  | 10000 | 110.5149 | 1 | 0.68084 | 6884.1511 | -4576.4839 |  | 0.59172 | -769.2303 | -5455387.1714 | -7943921.8827 | 4.1106 | -3495234.601 | -5319493.4827 | 4.1311 | 1.514 | 3.6026 | -0.020446 | -181.1715 | 19.8309 | -47.8246 | 132.1754 | 132.1754 | 0 | 0 | 16.2283 | -46.6532 | 316.228 | 24.722 | -265.2184
13500 |  | 1.0001 | 0.012723 | 1.5613 | -0.89714 | -0.89714 | 4.2447 |  | 0.6352 | -1.5708 | 1.9547 | 1.0338 | 1.2247 | 0.61543 | 0.99993 | -0.011476 | 0.99872 | -0.050631 | 20.0556 | -49.7407 | 130.2593 |  | 1 | 1.6795 | -7.9778e-06 | 0.00015743 | 10319.721 | -6874.9153 |  | 10000 | 114.7655 | 1 | 0.70703 | 6721.2786 | -4637.3476 |  | 0.5487 | -740.7403 | -5086864.671 | -7648005.8449 | 4.1255 | -3410593.4114 | -5002185.3306 | 4.114 | 1.5172 | 3.6206 | 0.011487 | -179.3418 | 20.0477 | -50.015 | 129.985 | 129.985 | 0 | 0 | 16.4271 | -50.6732 | 323.594 | 24.5962 | -266.9949
14000 |  | 1.0001 | 0.013194 | 1.5922 | -0.97293 | -0.97293 | 4.2447 |  | 0.61251 | -1.5708 | 2.0084 | 1.0496 | 1.24 | 0.63267 | 0.99993 | -0.011901 | 0.99862 | -0.052503 | 20.2525 | -52.2921 | 127.7079 |  | 1 | 1.7417 | -8.5796e-06 | 0.00016326 | 10317.7272 | -6667.3229 |  | 10000 | 119.0161 | 1 | 0.73321 | 6560.4006 | -4691.1436 |  | 0.5102 | -714.2853 | -4757106.8961 | -7373203.0897 | 4.1394 | -3326948.7863 | -4708964.1492 | 4.0973 | 1.5219 | 3.6476 | 0.042099 | -177.5879 | 20.2451 | -52.5769 | 127.4231 | 127.4231 | 0 | 0 | 16.5975 | -54.9889 | 331.131 | 24.3868 | -265.0934
14500 |  | 1.0001 | 0.013665 | 1.6167 | -1.0537 | -1.0537 | 4.2447 |  | 0.59139 | -1.5708 | 2.0625 | 1.0646 | 1.2557 | 0.64949 | 0.99992 | -0.012326 | 0.99852 | -0.054374 | 20.4198 | -55.1985 | 124.8015 |  | 1 | 1.8039 | -9.2034e-06 | 0.00016909 | 10315.6617 | -6475.3643 |  | 10000 | 123.2667 | 1 | 0.7594 | 6401.7937 | -4738.2388 |  | 0.47562 | -689.6548 | -4460859.956 | -7117325.9187 | 4.1525 | -3244451.3811 | -4437528.492 | 4.0811 | 1.528 | 3.6826 | 0.071456 | -175.9059 | 20.413 | -55.4937 | 124.5063 | 124.5063 | 0 | 0 | 16.7303 | -59.5878 | 338.844 | 24.1369 | -266.4201
15000 |  | 1.0001 | 0.014136 | 1.6328 | -1.1389 | -1.1389 | 4.2447 |  | 0.57168 | -1.5708 | 2.1172 | 1.0789 | 1.2717 | 0.66589 | 0.99992 | -0.012751 | 0.99842 | -0.056246 | 20.5474 | -58.428 | 121.572 |  | 1 | 1.8661 | -9.8491e-06 | 0.00017492 | 10313.5246 | -6297.4746 |  | 10000 | 127.5172 | 1 | 0.78558 | 6245.6969 | -4778.9993 |  | 0.44444 | -666.6664 | -4193730.7487 | -6878478.9025 | 4.1649 | -3163231.0825 | -4185858.614 | 4.0653 | 1.5355 | 3.7248 | 0.099623 | -174.292 | 20.5411 | -58.7336 | 121.2664 | 121.2664 | 0 | 0 | 16.8163 | -64.4416 | 346.737 | 24.0404 | -265.8794
15500 |  | 1.0001 | 0.014607 | 1.6385 | -1.2277 | -1.2277 | 4.2447 |  | 0.55324 | -1.5708 | 2.1722 | 1.0924 | 1.288 | 0.68188 | 0.99991 | -0.013176 | 0.99831 | -0.058116 | 20.6258 | -61.9315 | 118.0685 |  | 1 | 1.9283 | -1.0517e-05 | 0.00018075 | 10311.316 | -6132.2908 |  | 10000 | 131.7678 | 1 | 0.81177 | 6092.3136 | -4813.7874 |  | 0.41623 | -645.161 | -3952023.108 | -6655011.6345 | 4.1765 | -3083398.4971 | -3952172.634 | 4.0499 | 1.5441 | 3.7734 | 0.12666 | -172.743 | 20.6201 | -62.2476 | 117.7524 | 117.7524 | 0 | 0 | 16.8467 | -69.5046 | 354.813 | 23.629 | -265.9549
16000 |  | 1.0001 | 0.015079 | 1.6324 | -1.3191 | -1.3191 | 4.2447 |  | 0.53595 | -1.5708 | 2.2276 | 1.1052 | 1.3047 | 0.69746 | 0.99991 | -0.013601 | 0.9982 | -0.059987 | 20.6473 | -65.6435 | 114.3565 |  | 1 | 1.9905 | -1.1206e-05 | 0.00018659 | 10309.036 | -5978.6202 |  | 10000 | 136.0184 | 1 | 0.83796 | 5941.8145 | -4842.9592 |  | 0.39062 | -624.9998 | -3732609.2167 | -6445480.3665 | 4.1875 | -3005046.4394 | -3734890.9651 | 4.0349 | 1.5538 | 3.8277 | 0.15262 | -171.2556 | 20.6422 | -65.9702 | 114.0298 | 114.0298 | 0 | 0 | 16.8145 | -74.7146 | 363.078 | 23.6126 | -265.3916
16500 |  | 1.0001 | 0.01555 | 1.6138 | -1.4117 | -1.4117 | 4.2447 |  | 0.51971 | -1.5708 | 2.2833 | 1.1175 | 1.3216 | 0.71265 | 0.9999 | -0.014026 | 0.99809 | -0.061856 | 20.6065 | -69.4857 | 110.5143 |  | 1 | 2.0527 | -1.1917e-05 | 0.00019242 | 10306.6846 | -5835.4146 |  | 10000 | 140.269 | 1 | 0.86414 | 5794.34 | -4866.8629 |  | 0.36731 | -606.0604 | -3532827.8713 | -6248616.6341 | 4.1978 | -2928251.4017 | -3532607.2275 | 4.0203 | 1.5644 | 3.8869 | 0.17756 | -169.8268 | 20.602 | -69.823 | 110.177 | 110.177 | 0 | 0 | 16.7151 | -79.9962 | 371.535 | 23.316 | -265.2439
17000 |  | 1.0001 | 0.016021 | 1.5829 | -1.5042 | -1.5042 | 4.2447 |  | 0.50442 | -1.5708 | 2.3394 | 1.1291 | 1.3389 | 0.72745 | 0.9999 | -0.014451 | 0.99797 | -0.063726 | 20.5014 | -73.3726 | 106.6274 |  | 1 | 2.1149 | -1.2651e-05 | 0.00019825 | 10304.262 | -5701.749 |  | 10000 | 144.5195 | 1 | 0.89033 | 5650.0031 | -4885.8364 |  | 0.34602 | -588.2351 | -3350403.3755 | -6063301.433 | 4.2076 | -2853074.9883 | -3344064.2816 | 4.0061 | 1.5759 | 3.9507 | 0.20152 | -168.4537 | 20.4976 | -73.7205 | 106.2795 | 106.2795 | 0 | 0 | 16.5469 | -85.2668 | 380.189 | 23.2133 | -265.4987
17500 |  | 1.0001 | 0.016492 | 1.5406 | 1.5465 | -1.595 | 4.2447 |  | 0.49001 | -1.5708 | 2.3958 | 1.1402 | 1.3565 | 0.74186 | 0.99989 | -0.014876 | 0.99785 | -0.065595 | 20.3335 | -77.2197 | 102.7803 |  | 1 | 2.1771 | -1.3406e-05 | 0.00020408 | 10301.7683 | -5576.8043 |  | 10000 | 148.7701 | 1 | 0.91651 | 5508.8915 | -4900.2066 |  | 0.32653 | -571.4284 | -3183380.4173 | -5888543.8294 | 4.2168 | -2779565.3009 | -3168134.3362 | 3.9922 | 1.5883 | 4.0185 | 0.22456 | -167.1338 | 20.3304 | -77.5782 | 102.4218 | 102.4218 | 0 | 0 | 16.3119 | -90.4444 | 389.045 | 22.9552 | -266.0672
18000 |  | 1.0001 | 0.016963 | 1.4888 | 1.4586 | -1.683 | 4.2447 |  | 0.4764 | -1.5708 | 2.4525 | 1.1508 | 1.3743 | 0.75591 | 0.99988 | -0.015301 | 0.99773 | -0.067463 | 20.1073 | -80.9507 | 99.0493 |  | 1 | 2.2393 | -1.4183e-05 | 0.00020991 | 10299.2036 | -5459.852 |  | 10000 | 153.0207 | 1 | 0.9427 | 5371.0701 | -4910.2883 |  | 0.30864 | -555.5554 | -3030071.4278 | -5723463.1438 | 4.2255 | -2707758.2639 | -3003802.3246 | 3.9788 | 1.6014 | 4.0898 | 0.24671 | -165.8644 | 20.1048 | -81.3199 | 98.6801 | 98.6801 | 0 | 0 | 16.0151 | -95.4555 | 398.107 | 22.7385 | -265.2319
18500 |  | 1.0002 | 0.017434 | 1.4298 | 1.3746 | -1.767 | 4.2447 |  | 0.46352 | -1.5708 | 2.5094 | 1.1609 | 1.3924 | 0.7696 | 0.99988 | -0.015726 | 0.9976 | -0.069331 | 19.8297 | -84.5035 | 95.4965 |  | 1 | 2.3015 | -1.4982e-05 | 0.00021574 | 10296.5679 | -5350.2427 |  | 10000 | 157.2713 | 1 | 0.96889 | 5236.5836 | -4916.3831 |  | 0.29218 | -540.5404 | -2889013.7621 | -5567274.0285 | 4.2337 | -2637678.8826 | -2850151.918 | 3.9657 | 1.6151 | 4.1642 | 0.26803 | -164.6433 | 19.828 | -84.8834 | 95.1166 | 95.1166 | 0 | 0 | 15.6637 | -100.2401 | 407.38 | 22.7593 | -265.7319
19000 |  | 1.0002 | 0.017905 | 1.3659 | 1.2954 | -1.8462 | 4.2447 |  | 0.45132 | -1.5708 | 2.5666 | 1.1706 | 1.4107 | 0.78293 | 0.99987 | -0.016151 | 0.99747 | -0.071199 | 19.5092 | -87.8331 | 92.1669 |  | 1 | 2.3637 | -1.5802e-05 | 0.00022157 | 10293.8615 | -5247.3951 |  | 10000 | 161.5218 | 1 | 0.99507 | 5105.4584 | -4918.7791 |  | 0.27701 | -526.3156 | -2758934.6613 | -5419273.9054 | 4.2415 | -2569342.4263 | -2706353.6822 | 3.953 | 1.6296 | 4.2415 | 0.28854 | -163.4681 | 19.5081 | -88.2237 | 91.7763 | 91.7763 | 0 | 0 | 15.2666 | -104.7556 | 416.869 | 22.4206 | -265.2494
19500 |  | 1.0002 | 0.018376 | 1.2994 | 1.2212 | -1.9204 | 4.2447 |  | 0.43975 | -1.5708 | 2.624 | 1.1798 | 1.4293 | 0.79592 | 0.99986 | -0.016576 | 0.99733 | -0.073066 | 19.1544 | -90.9117 | 89.0883 |  | 1 | 2.4259 | -1.6645e-05 | 0.0002274 | 10291.0843 | -5150.7876 |  | 10000 | 165.7724 | 1 | 1.0213 | 4977.7046 | -4917.7511 |  | 0.26298 | -512.8204 | -2638722.4203 | -5278832.3396 | 4.2488 | -2502755.5357 | -2571654.9878 | 3.9406 | 1.6446 | 4.3212 | 0.30828 | -162.3369 | 19.1541 | -91.3131 | 88.6869 | 88.6869 | 0 | 0 | 14.8329 | -108.9761 | 426.58 | 22.3737 | -265.1406
20000 |  | 1.0002 | 0.018847 | 1.2321 | 1.1524 | -1.9892 | 4.2447 |  | 0.42876 | -1.5708 | 2.6816 | 1.1886 | 1.4482 | 0.80857 | 0.99986 | -0.017001 | 0.99719 | -0.074933 | 18.7742 | -93.7268 | 86.2732 |  | 1 | 2.4881 | -1.7509e-05 | 0.00023323 | 10288.2366 | -5059.9505 |  | 10000 | 170.023 | 1 | 1.0474 | 4853.3183 | -4913.5594 |  | 0.25 | -499.9999 | -2527402.5378 | -5145382.01 | 4.2558 | -2437917.2502 | -2445371.3647 | 3.9285 | 1.6602 | 4.4031 | 0.32729 | -161.2476 | 18.7746 | -94.139 | 85.861 | 85.861 | 0 | 0 | 14.3715 | -112.8914 | 436.516 | 22.0741 | -264.9151
20500 |  | 1.0002 | 0.019318 | 1.1657 | 1.0889 | -2.0527 | 4.2447 |  | 0.4183 | -1.5708 | 2.7394 | 1.1971 | 1.4672 | 0.82089 | 0.99985 | -0.017426 | 0.99705 | -0.076799 | 18.3762 | -96.2785 | 83.7215 |  | 1 | 2.5503 | -1.8396e-05 | 0.00023906 | 10285.3184 | -4974.4601 |  | 10000 | 174.2736 | 1 | 1.0736 | 4732.2829 | -4906.4511 |  | 0.23795 | -487.8048 | -2424117.8863 | -5018411.0022 | 4.2624 | -2374819.9574 | -2326879.0521 | 3.9168 | 1.6763 | 4.4869 | 0.3456 | -160.1984 | 18.3773 | -96.7015 | 83.2985 | 83.2985 | 0 | 0 | 13.8905 | -116.5031 | 446.684 | 21.7611 | -265.3082
21000 |  | 1.0002 | 0.019789 | 1.1013 | 1.0305 | -2.1111 | 4.2447 |  | 0.40834 | -1.5708 | 2.7974 | 1.2052 | 1.4865 | 0.8329 | 0.99984 | -0.017851 | 0.99691 | -0.078664 | 17.9671 | -98.5754 | 81.4246 |  | 1 | 2.6125 | -1.9304e-05 | 0.00024489 | 10282.3299 | -4893.933 |  | 10000 | 178.5241 | 1 | 1.0998 | 4614.5712 | -4896.6593 |  | 0.22676 | -476.1904 | -2328112.1479 | -4897456.2052 | 4.2686 | -2313450.2642 | -2215608.5461 | 3.9054 | 1.6928 | 4.5724 | 0.36325 | -159.1875 | 17.9691 | -99.0093 | 80.9907 | 80.9907 | 0 | 0 | 13.3967 | -119.8218 | 457.088 | 21.6126 | -265.6514
21500 |  | 1.0002 | 0.02026 | 1.0396 | 0.97695 | -2.1646 | 4.2447 |  | 0.39884 | -1.5708 | 2.8556 | 1.213 | 1.5059 | 0.8446 | 0.99983 | -0.018275 | 0.99676 | -0.080529 | 17.5525 | -100.6322 | 79.3678 |  | 1 | 2.6748 | -2.0234e-05 | 0.00025072 | 10279.2712 | -4818.0213 |  | 10000 | 182.7747 | 1 | 1.126 | 4500.1464 | -4884.4038 |  | 0.21633 | -465.1162 | -2238715.914 | -4782097.6297 | 4.2745 | -2253789.7932 | -2111038.9832 | 3.8943 | 1.7099 | 4.6593 | 0.38025 | -158.2132 | 17.5553 | -101.077 | 78.923 | 78.923 | 0 | 0 | 12.896 | -122.8638 | 467.735 | 21.3672 | -265.0501
22000 |  | 1.0002 | 0.020732 | 0.9811 | 0.92788 | -2.2137 | 4.2447 |  | 0.38978 | -1.5708 | 2.9139 | 1.2205 | 1.5256 | 0.85599 | 0.99983 | -0.0187 | 0.99661 | -0.082394 | 17.1369 | -102.4669 | 77.5331 |  | 1 | 2.737 | -2.1186e-05 | 0.00025656 | 10276.1424 | -4746.4089 |  | 10000 | 187.0253 | 1 | 1.1522 | 4388.964 | -4869.8914 |  | 0.20661 | -454.5454 | -2155334.9708 | -4671953.5027 | 4.2801 | -2195815.9057 | -2012693.2292 | 3.8835 | 1.7273 | 4.7475 | 0.39664 | -157.274 | 17.1405 | -102.9227 | 77.0773 | 77.0773 | 0 | 0 | 12.393 | -125.6487 | 478.63 | 21.1958 | -264.3513
22500 |  | 1.0002 | 0.021203 | 0.92603 | 0.88292 | -2.2587 | 4.2447 |  | 0.38112 | -1.5708 | 2.9724 | 1.2277 | 1.5455 | 0.8671 | 0.99982 | -0.019125 | 0.99645 | -0.084257 | 16.7237 | -104.0989 | 75.9011 |  | 1 | 2.7992 | -2.216e-05 | 0.00026239 | 10272.9436 | -4678.8075 |  | 10000 | 191.2759 | 1 | 1.1784 | 4280.9723 | -4853.3161 |  | 0.19753 | -444.4444 | -2077440.3866 | -4566676.0167 | 4.2855 | -2139502.357 | -1920133.5659 | 3.873 | 1.7452 | 4.8368 | 0.41245 | -156.3683 | 16.7282 | -104.5658 | 75.4342 | 75.4342 | 0 | 0 | 11.8914 | -128.1974 | 489.779 | 20.9448 | -263.9108
23000 |  | 1.0002 | 0.021674 | 0.87447 | 0.84172 | -2.2999 | 4.2447 |  | 0.37283 | -1.5708 | 3.0311 | 1.2346 | 1.5656 | 0.87792 | 0.99981 | -0.01955 | 0.99629 | -0.086121 | 16.3156 | -105.5478 | 74.4522 |  | 1 | 2.8614 | -2.3156e-05 | 0.00026822 | 10269.675 | -4614.9542 |  | 10000 | 195.5264 | 1 | 1.2046 | 4176.1145 | -4834.8598 |  | 0.18904 | -434.7825 | -2004560.0911 | -4465947.6346 | 4.2905 | -2084819.8857 | -1832957.8887 | 3.8628 | 1.7634 | 4.927 | 0.4277 | -155.4948 | 16.3209 | -106.0258 | 73.9742 | 73.9742 | 0 | 0 | 11.3939 | -130.5309 | 501.187 | 20.7819 | -264.7826
23500 |  | 1.0002 | 0.022145 | 0.82637 | 0.80393 | -2.3377 | 4.2447 |  | 0.3649 | -1.5708 | 3.0899 | 1.2412 | 1.5858 | 0.88847 | 0.9998 | -0.019975 | 0.99613 | -0.087983 | 15.9143 | -106.8325 | 73.1675 |  | 1 | 2.9236 | -2.4174e-05 | 0.00027405 | 10266.3367 | -4554.608 |  | 10000 | 199.777 | 1 | 1.2307 | 4074.3287 | -4814.6929 |  | 0.18108 | -425.5318 | -1936271.6942 | -4369477.8657 | 4.2953 | -2031736.743 | -1750796.3404 | 3.8529 | 1.782 | 5.018 | 0.4424 | -154.6521 | 15.9205 | -107.3216 | 72.6784 | 72.6784 | 0 | 0 | 10.9025 | -132.6695 | 512.861 | 20.6348 | -265.043
24000 |  | 1.0003 | 0.022616 | 0.7816 | 0.76921 | -2.3724 | 4.2447 |  | 0.3573 | -1.5708 | 3.1488 | 1.2476 | 1.6062 | 0.89875 | 0.99979 | -0.0204 | 0.99597 | -0.089845 | 15.5214 | -107.9706 | 72.0294 |  | 1 | 2.9858 | -2.5214e-05 | 0.00027988 | 10262.9289 | -4497.5482 |  | 10000 | 204.0276 | 1 | 1.2569 | 3975.5495 | -4792.9743 |  | 0.17361 | -416.6666 | -1872196.3422 | -4277000.4464 | 4.2998 | -1980219.1648 | -1673308.3224 | 3.8432 | 1.8009 | 5.1097 | 0.4566 | -153.8389 | 15.5284 | -108.4708 | 71.5292 | 71.5292 | 0 | 0 | 10.4188 | -134.6319 | 524.807 | 20.2436 | -263.9557
24500 |  | 1.0003 | 0.023087 | 0.73999 | 0.73725 | -2.4043 | 4.2447 |  | 0.35001 | -1.5708 | 3.2078 | 1.2538 | 1.6268 | 0.90877 | 0.99978 | -0.020825 | 0.9958 | -0.091707 | 15.1376 | -108.9784 | 71.0216 |  | 1 | 3.048 | -2.6275e-05 | 0.00028571 | 10259.4516 | -4443.5722 |  | 10000 | 208.2782 | 1 | 1.2831 | 3879.7084 | -4769.8523 |  | 0.1666 | -408.1632 | -1811993.4418 | -4188270.8654 | 4.3041 | -1930231.792 | -1600179.8319 | 3.8338 | 1.8201 | 5.2018 | 0.4703 | -153.0541 | 15.1456 | -109.4898 | 70.5102 | 70.5102 | 0 | 0 | 9.9437 | -136.4358 | 537.032 | 20.2926 | -264.5682
25000 |  | 1.0003 | 0.023558 | 0.70135 | 0.70779 | -2.4338 | 4.2447 |  | 0.34301 | -1.5708 | 3.267 | 1.2597 | 1.6475 | 0.91854 | 0.99977 | -0.02125 | 0.99563 | -0.093568 | 14.7635 | -109.8706 | 70.1294 |  | 1 | 3.1102 | -2.7359e-05 | 0.00029154 | 10255.9051 | -4392.4934 |  | 10000 | 212.5287 | 1 | 1.3093 | 3786.7347 | -4745.4651 |  | 0.16 | -399.9999 | -1755356.1155 | -4103064.1871 | 4.3081 | -1881738.0423 | -1531121.082 | 3.8246 | 1.8396 | 5.2944 | 0.48352 | -152.2964 | 14.7725 | -110.3932 | 69.6068 | 69.6068 | 0 | 0 | 9.478 | -138.0969 | 549.541 | 19.992 | -264.4762
25500 |  | 1.0003 | 0.024029 | 0.66547 | 0.68057 | -2.461 | 4.2447 |  | 0.33628 | -1.5708 | 3.3263 | 1.2654 | 1.6684 | 0.92807 | 0.99977 | -0.021675 | 0.99545 | -0.095428 | 14.3995 | -110.6602 | 69.3398 |  | 1 | 3.1724 | -2.8464e-05 | 0.00029737 | 10252.2895 | -4344.1397 |  | 10000 | 216.7793 | 1 | 1.3355 | 3696.556 | -4719.9415 |  | 0.15379 | -392.1568 | -1702007.2744 | -4021173.1305 | 4.312 | -1834700.4386 | -1465864.3701 | 3.8157 | 1.8594 | 5.3874 | 0.49629 | -151.5648 | 14.4094 | -111.1942 | 68.8058 | 68.8058 | 0 | 0 | 9.022 | -139.6294 | 562.341 | 19.6823 | -264.604
26000 |  | 1.0003 | 0.0245 | 0.63215 | 0.65537 | -2.4862 | 4.2447 |  | 0.32981 | -1.5708 | 3.3856 | 1.271 | 1.6894 | 0.93736 | 0.99976 | -0.022099 | 0.99527 | -0.097287 | 14.0457 | -111.3592 | 68.6408 |  | 1 | 3.2346 | -2.9591e-05 | 0.0003032 | 10248.6049 | -4298.3526 |  | 10000 | 221.0299 | 1 | 1.3617 | 3609.0988 | -4693.4009 |  | 0.14793 | -384.6153 | -1651696.2146 | -3942406.3706 | 4.3156 | -1789080.8964 | -1404162.1629 | 3.807 | 1.8794 | 5.4806 | 0.50862 | -150.8582 | 14.0565 | -111.9045 | 68.0955 | 68.0955 | 0 | 0 | 8.576 | -141.0463 | 575.44 | 19.596 | -264.9076
26500 |  | 1.0003 | 0.02497 | 0.6012 | 0.63199 | -2.5096 | 4.2447 |  | 0.32359 | -1.5708 | 3.4451 | 1.2763 | 1.7106 | 0.94642 | 0.99975 | -0.022524 | 0.99509 | -0.099146 | 13.702 | -111.9779 | 68.0221 |  | 1 | 3.2968 | -3.074e-05 | 0.00030903 | 10244.8514 | -4254.9851 |  | 10000 | 225.2805 | 1 | 1.3879 | 3524.2891 | -4665.9542 |  | 0.1424 | -377.3584 | -1604195.6588 | -3866587.0317 | 4.3191 | -1744840.9758 | -1345785.3723 | 3.7986 | 1.8997 | 5.5739 | 0.52053 | -150.1757 | 13.7138 | -112.5345 | 67.4655 | 67.4655 | 0 | 0 | 8.1399 | -142.3588 | 588.844 | 19.3732 | -263.8817
27000 |  | 1.0003 | 0.025441 | 0.57241 | 0.61026 | -2.5313 | 4.2447 |  | 0.3176 | -1.5708 | 3.5047 | 1.2814 | 1.7319 | 0.95526 | 0.99974 | -0.022949 | 0.9949 | -0.101 | 13.3683 | -112.5254 | 67.4746 |  | 1 | 3.359 | -3.1911e-05 | 0.00031486 | 10241.0293 | -4213.9013 |  | 10000 | 229.531 | 1 | 1.4141 | 3442.0525 | -4637.7044 |  | 0.13717 | -370.3703 | -1559299.1778 | -3793551.3489 | 4.3224 | -1701942.0998 | -1290521.7999 | 3.7904 | 1.9203 | 5.6673 | 0.53204 | -149.5163 | 13.3811 | -113.0936 | 66.9064 | 66.9064 | 0 | 0 | 7.7138 | -143.5772 | 602.56 | 19.198 | -264.0026
27500 |  | 1.0003 | 0.025912 | 0.54561 | 0.59001 | -2.5516 | 4.2447 |  | 0.31182 | -1.5708 | 3.5643 | 1.2864 | 1.7534 | 0.96389 | 0.99973 | -0.023374 | 0.99471 | -0.10286 | 13.0443 | -113.01 | 66.99 |  | 1 | 3.4212 | -3.3104e-05 | 0.00032069 | 10237.1387 | -4174.9752 |  | 10000 | 233.7816 | 1 | 1.4402 | 3362.3149 | -4608.7468 |  | 0.13223 | -363.6363 | -1516818.9371 | -3723147.4751 | 4.3255 | -1660345.7435 | -1238174.7312 | 3.7824 | 1.941 | 5.7607 | 0.54316 | -148.8792 | 13.0582 | -113.5897 | 66.4103 | 66.4103 | 0 | 0 | 7.2975 | -144.7105 | 616.595 | 18.9837 | -264.1331
28000 |  | 1.0003 | 0.026383 | 0.52065 | 0.5711 | -2.5705 | 4.2447 |  | 0.30626 | -1.5708 | 3.6241 | 1.2912 | 1.7749 | 0.9723 | 0.99972 | -0.023799 | 0.99452 | -0.10472 | 12.7299 | -113.4388 | 66.5612 |  | 1 | 3.4834 | -3.4319e-05 | 0.00032652 | 10233.1798 | -4138.0897 |  | 10000 | 238.0322 | 1 | 1.4664 | 3285.0025 | -4579.1695 |  | 0.12755 | -357.1428 | -1476583.7225 | -3655234.4162 | 4.3285 | -1620013.5961 | -1188561.662 | 3.7746 | 1.962 | 5.8541 | 0.55391 | -148.2635 | 12.7449 | -114.03 | 65.97 | 65.97 | 0 | 0 | 6.8908 | -145.7666 | 630.957 | 18.8029 | -263.7485
28500 |  | 1.0004 | 0.026854 | 0.49736 | 0.55342 | -2.5882 | 4.2447 |  | 0.30088 | -1.5708 | 3.6839 | 1.2959 | 1.7966 | 0.98051 | 0.99971 | -0.024224 | 0.99433 | -0.10657 | 12.4248 | -113.8182 | 66.1818 |  | 1 | 3.5456 | -3.5555e-05 | 0.00033236 | 10229.1526 | -4103.1357 |  | 10000 | 242.2828 | 1 | 1.4926 | 3210.0423 | -4549.0542 |  | 0.12311 | -350.8771 | -1438437.2063 | -3589681.0788 | 4.3313 | -1580907.7002 | -1141513.1436 | 3.767 | 1.9832 | 5.9474 | 0.56429 | -147.6683 | 12.4408 | -114.421 | 65.579 | 65.579 | 0 | 0 | 6.4934 | -146.7527 | 645.654 | 18.5986 | -263.7636
29000 |  | 1.0004 | 0.027325 | 0.4756 | 0.53685 | -2.6047 | 4.2447 |  | 0.2957 | -1.5708 | 3.7438 | 1.3004 | 1.8184 | 0.98853 | 0.9997 | -0.024648 | 0.99413 | -0.10843 | 12.1285 | -114.1536 | 65.8464 |  | 1 | 3.6078 | -3.6814e-05 | 0.00033819 | 10225.0575 | -4070.012 |  | 10000 | 246.5333 | 1 | 1.5188 | 3137.3622 | -4518.476 |  | 0.11891 | -344.8275 | -1402236.4208 | -3526365.4158 | 4.3339 | -1542990.5683 | -1096871.7333 | 3.7596 | 2.0046 | 6.0405 | 0.57434 | -147.093 | 12.1456 | -114.768 | 65.232 | 65.232 | 0 | 0 | 6.1051 | -147.6751 | 660.693 | 18.468 | -263.6098
29500 |  | 1.0004 | 0.027796 | 0.45527 | 0.52129 | -2.6203 | 4.2447 |  | 0.29068 | -1.5708 | 3.8038 | 1.3048 | 1.8404 | 0.99635 | 0.99969 | -0.025073 | 0.99392 | -0.11028 | 11.8408 | -114.45 | 65.55 |  | 1 | 3.67 | -3.8094e-05 | 0.00034402 | 10220.8944 | -4038.6239 |  | 10000 | 250.7839 | 1 | 1.545 | 3066.8912 | -4487.5045 |  | 0.11491 | -338.983 | -1367850.4112 | -3465173.6593 | 4.3364 | -1506225.2819 | -1054491.0397 | 3.7524 | 2.0261 | 6.1334 | 0.58405 | -146.5367 | 11.859 | -115.0762 | 64.9238 | 64.9238 | 0 | 0 | 5.7256 | -148.5395 | 676.083 | 18.2744 | -263.3252
30000 |  | 1.0004 | 0.028267 | 0.43622 | 0.50666 | -2.6349 | 4.2447 |  | 0.28584 | -1.5708 | 3.8639 | 1.309 | 1.8624 | 1.004 | 0.99967 | -0.025498 | 0.99372 | -0.11214 | 11.5614 | -114.7118 | 65.2882 |  | 1 | 3.7322 | -3.9396e-05 | 0.00034985 | 10216.6637 | -4008.8831 |  | 10000 | 255.0345 | 1 | 1.5712 | 2998.5597 | -4456.2037 |  | 0.11111 | -333.3333 | -1335159.0443 | -3405999.6305 | 4.3388 | -1470575.5728 | -1014234.8527 | 3.7454 | 2.0479 | 6.2261 | 0.59343 | -145.9988 | 11.5806 | -115.3497 | 64.6503 | 64.6503 | 0 | 0 | 5.3546 | -149.351 | 691.831 | 18.0926 | -263.5782
30500 |  | 1.0004 | 0.028738 | 0.41837 | 0.49287 | -2.6487 | 4.2447 |  | 0.28115 | -1.5708 | 3.924 | 1.3131 | 1.8846 | 1.0115 | 0.99966 | -0.025923 | 0.99351 | -0.11399 | 11.2898 | -114.9428 | 65.0572 |  | 1 | 3.7944 | -4.072e-05 | 0.00035568 | 10212.3655 | -3980.7072 |  | 10000 | 259.2851 | 1 | 1.5974 | 2932.2993 | -4424.6325 |  | 0.1075 | -327.8688 | -1304051.9533 | -3348744.1174 | 4.341 | -1436005.8904 | -975976.3506 | 3.7385 | 2.0698 | 6.3185 | 0.60251 | -145.4785 | 11.3102 | -115.5925 | 64.4075 | 64.4075 | 0 | 0 | 4.9918 | -150.114 | 707.946 | 17.887 | -262.8499
31000 |  | 1.0004 | 0.029209 | 0.40162 | 0.47986 | -2.6617 | 4.2447 |  | 0.27662 | -1.5708 | 3.9842 | 1.3171 | 1.9068 | 1.0187 | 0.99965 | -0.026347 | 0.9933 | -0.11584 | 11.0259 | -115.1463 | 64.8537 |  | 1 | 3.8566 | -4.2066e-05 | 0.00036151 | 10207.9999 | -3954.0189 |  | 10000 | 263.5356 | 1 | 1.6235 | 2868.0433 | -4392.8452 |  | 0.10406 | -322.5806 | -1274427.6002 | -3293314.312 | 4.3432 | -1402481.4552 | -939597.3747 | 3.7319 | 2.0918 | 6.4106 | 0.61129 | -144.9754 | 11.0474 | -115.8079 | 64.1921 | 64.1921 | 0 | 0 | 4.6369 | -150.8325 | 724.436 | 17.7536 | -262.8169
31500 |  | 1.0004 | 0.029679 | 0.38587 | 0.46756 | -2.674 | 4.2447 |  | 0.27223 | -1.5708 | 4.0444 | 1.3209 | 1.9291 | 1.0259 | 0.99964 | -0.026772 | 0.99308 | -0.11769 | 10.7692 | -115.3254 | 64.6746 |  | 1 | 3.9188 | -4.3434e-05 | 0.00036734 | 10203.5672 | -3928.7458 |  | 10000 | 267.7862 | 1 | 1.6497 | 2805.7263 | -4360.8917 |  | 0.10078 | -317.4603 | -1246192.4415 | -3239623.3025 | 4.3452 | -1369968.3016 | -904987.7677 | 3.7254 | 2.114 | 6.5023 | 0.61979 | -144.4887 | 10.7919 | -115.999 | 64.001 | 64.001 | 0 | 0 | 4.2896 | -151.5103 | 741.31 | 17.4164 | -262.1972
32000 |  | 1.0005 | 0.03015 | 0.37106 | 0.45592 | -2.6857 | 4.2447 |  | 0.26797 | -1.5708 | 4.1047 | 1.3247 | 1.9516 | 1.0328 | 0.99963 | -0.027197 | 0.99286 | -0.11954 | 10.5195 | -115.4827 | 64.5173 |  | 1 | 3.981 | -4.4824e-05 | 0.00037317 | 10199.0675 | -3904.8202 |  | 10000 | 272.0368 | 1 | 1.6759 | 2745.2848 | -4328.8176 |  | 0.097656 | -312.5 | -1219260.1849 | -3187589.6121 | 4.3471 | -1338433.3101 | -872044.7668 | 3.7191 | 2.1364 | 6.5937 | 0.62801 | -144.0179 | 10.5434 | -116.1683 | 63.8317 | 63.8317 | 0 | 0 | 3.9497 | -152.1504 | 758.578 | 17.2832 | -262.5669
32500 |  | 1.0005 | 0.030621 | 0.3571 | 0.44488 | -2.6967 | 4.2447 |  | 0.26385 | -1.5708 | 4.1651 | 1.3283 | 1.9741 | 1.0396 | 0.99962 | -0.027622 | 0.99264 | -0.12139 | 10.2764 | -115.6206 | 64.3794 |  | 1 | 4.0432 | -4.6236e-05 | 0.000379 | 10194.501 | -3882.1783 |  | 10000 | 276.2874 | 1 | 1.7021 | 2686.6569 | -4296.6649 |  | 0.094675 | -307.6923 | -1193551.1254 | -3137136.7808 | 4.3488 | -1307844.231 | -840672.4489 | 3.7129 | 2.1589 | 6.6847 | 0.63596 | -143.5624 | 10.3015 | -116.3183 | 63.6817 | 63.6817 | 0 | 0 | 3.6168 | -152.7559 | 776.247 | 17.0071 | -262.7177
33000 |  | 1.0005 | 0.031092 | 0.34394 | 0.4344 | -2.7072 | 4.2447 |  | 0.25985 | -1.5708 | 4.2255 | 1.3319 | 1.9967 | 1.0463 | 0.99961 | -0.028046 | 0.99242 | -0.12324 | 10.0397 | -115.7412 | 64.2588 |  | 1 | 4.1054 | -4.767e-05 | 0.00038483 | 10189.8679 | -3860.7603 |  | 10000 | 280.5379 | 1 | 1.7283 | 2629.7823 | -4264.4721 |  | 0.091827 | -303.0303 | -1168991.5502 | -3088192.9848 | 4.3505 | -1278169.7006 | -810781.2207 | 3.7069 | 2.1815 | 6.7752 | 0.64365 | -143.1216 | 10.066 | -116.451 | 63.549 | 63.549 | 0 | 0 | 3.2908 | -153.3294 | 794.328 | 16.8354 | -262.7938
33500 |  | 1.0005 | 0.031563 | 0.33152 | 0.42444 | -2.7172 | 4.2447 |  | 0.25597 | -1.5708 | 4.2859 | 1.3353 | 2.0194 | 1.0527 | 0.99959 | -0.028471 | 0.99219 | -0.12509 | 9.8092 | -115.8464 | 64.1536 |  | 1 | 4.1676 | -4.9125e-05 | 0.00039066 | 10185.1683 | -3840.5099 |  | 10000 | 284.7885 | 1 | 1.7545 | 2574.6026 | -4232.2741 |  | 0.089107 | -298.5074 | -1145513.2072 | -3040690.691 | 4.3521 | -1249379.2507 | -782287.3521 | 3.701 | 2.2043 | 6.8654 | 0.65109 | -142.6952 | 9.8367 | -116.5684 | 63.4316 | 63.4316 | 0 | 0 | 2.9713 | -153.8733 | 812.831 | 16.6614 | -262.2369
34000 |  | 1.0005 | 0.032033 | 0.31977 | 0.41495 | -2.7266 | 4.2447 |  | 0.25221 | -1.5708 | 4.3464 | 1.3386 | 2.0422 | 1.0591 | 0.99958 | -0.028896 | 0.99195 | -0.12694 | 9.5844 | -115.9378 | 64.0622 |  | 1 | 4.2298 | -5.0602e-05 | 0.00039649 | 10180.4025 | -3821.3742 |  | 10000 | 289.0391 | 1 | 1.7807 | 2521.061 | -4200.1033 |  | 0.086505 | -294.1176 | -1123052.8261 | -2994566.3409 | 4.3536 | -1221443.3127 | -755112.5466 | 3.6953 | 2.2272 | 6.9551 | 0.6583 | -142.2825 | 9.6132 | -116.6721 | 63.3279 | 63.3279 | 0 | 0 | 2.6582 | -154.3896 | 831.764 | 16.5098 | -262.3432
34500 |  | 1.0005 | 0.032504 | 0.30866 | 0.40591 | -2.7357 | 4.2447 |  | 0.24856 | -1.5708 | 4.407 | 1.3419 | 2.0651 | 1.0653 | 0.99957 | -0.029321 | 0.99172 | -0.12878 | 9.3653 | -116.017 | 63.983 |  | 1 | 4.292 | -5.2102e-05 | 0.00040232 | 10175.5707 | -3803.3031 |  | 10000 | 293.2897 | 1 | 1.8068 | 2469.1025 | -4167.9887 |  | 0.084016 | -289.855 | -1101551.6883 | -2949760.0624 | 4.355 | -1194333.216 | -729183.5467 | 3.6897 | 2.2502 | 7.0443 | 0.66527 | -141.8831 | 9.3954 | -116.7636 | 63.2364 | 63.2364 | 0 | 0 | 2.3511 | -154.8805 | 851.138 | 16.2768 | -262.197
35000 |  | 1.0005 | 0.032975 | 0.29813 | 0.39729 | -2.7443 | 4.2447 |  | 0.245 | -1.5708 | 4.4676 | 1.3451 | 2.0881 | 1.0714 | 0.99956 | -0.029745 | 0.99148 | -0.13063 | 9.1515 | -116.0852 | 63.9148 |  | 1 | 4.3542 | -5.3623e-05 | 0.00040816 | 10170.673 | -3786.2496 |  | 10000 | 297.5402 | 1 | 1.833 | 2418.6739 | -4135.9572 |  | 0.081633 | -285.7143 | -1080955.2401 | -2906215.4068 | 4.3563 | -1168021.1838 | -704431.771 | 3.6843 | 2.2733 | 7.133 | 0.67201 | -141.4966 | 9.1829 | -116.8442 | 63.1558 | 63.1558 | 0 | 0 | 2.0499 | -155.3476 | 870.964 | 16.1061 | -261.768
35500 |  | 1.0006 | 0.033445 | 0.28815 | 0.38905 | -2.7525 | 4.2447 |  | 0.24155 | -1.5708 | 4.5282 | 1.3481 | 2.1111 | 1.0773 | 0.99954 | -0.03017 | 0.99124 | -0.13247 | 8.9429 | -116.1437 | 63.8563 |  | 1 | 4.4165 | -5.5166e-05 | 0.00041399 | 10165.7096 | -3770.1691 |  | 10000 | 301.7908 | 1 | 1.8592 | 2369.7234 | -4104.0328 |  | 0.079349 | -281.6901 | -1061212.7428 | -2863879.1071 | 4.3575 | -1142480.3236 | -680792.9801 | 3.679 | 2.2965 | 7.2212 | 0.67854 | -141.1225 | 8.9755 | -116.9151 | 63.0849 | 63.0849 | 0 | 0 | 1.7543 | -155.7926 | 891.251 | 15.8824 | -261.3831
36000 |  | 1.0006 | 0.033916 | 0.27868 | 0.38118 | -2.7604 | 4.2447 |  | 0.2382 | -1.5708 | 4.5889 | 1.3511 | 2.1342 | 1.0831 | 0.99953 | -0.030595 | 0.99099 | -0.13432 | 8.7392 | -116.1934 | 63.8066 |  | 1 | 4.4787 | -5.6731e-05 | 0.00041982 | 10160.6808 | -3755.0197 |  | 10000 | 306.0414 | 1 | 1.8854 | 2322.2012 | -4072.2377 |  | 0.07716 | -277.7778 | -1042276.9573 | -2822700.8574 | 4.3587 | -1117684.6166 | -658206.969 | 3.6738 | 2.3198 | 7.309 | 0.68486 | -140.7605 | 8.7731 | -116.9774 | 63.0226 | 63.0226 | 0 | 0 | 1.4642 | -156.2169 | 912.011 | 15.6715 | -261.7487
36500 |  | 1.0006 | 0.034387 | 0.26969 | 0.37364 | -2.768 | 4.2447 |  | 0.23494 | -1.5708 | 4.6497 | 1.354 | 2.1574 | 1.0888 | 0.99952 | -0.031019 | 0.99074 | -0.13616 | 8.5402 | -116.2355 | 63.7645 |  | 1 | 4.5409 | -5.8317e-05 | 0.00042565 | 10155.5867 | -3740.7617 |  | 10000 | 310.292 | 1 | 1.9116 | 2276.059 | -4040.5918 |  | 0.075061 | -273.9726 | -1024103.8582 | -2782633.1097 | 4.3597 | -1093608.9028 | -636617.2827 | 3.6688 | 2.3432 | 7.3962 | 0.69097 | -140.4101 | 8.5754 | -117.0321 | 62.9679 | 62.9679 | 0 | 0 | 1.1793 | -156.622 | 933.254 | 15.4714 | -261.2073
37000 |  | 1.0006 | 0.034858 | 0.26113 | 0.36641 | -2.7752 | 4.2447 |  | 0.23176 | -1.5708 | 4.7104 | 1.3569 | 2.1806 | 1.0944 | 0.99951 | -0.031444 | 0.99049 | -0.138 | 8.3457 | -116.2707 | 63.7293 |  | 1 | 4.6031 | -5.9926e-05 | 0.00043148 | 10150.4276 | -3727.3574 |  | 10000 | 314.5425 | 1 | 1.9378 | 2231.2502 | -4009.1131 |  | 0.073046 | -270.2703 | -1006652.3752 | -2743630.8877 | 4.3607 | -1070228.8658 | -615970.9551 | 3.6638 | 2.3667 | 7.4829 | 0.69689 | -140.071 | 8.3823 | -117.0799 | 62.9201 | 62.9201 | 0 | 0 | 0.89945 | -157.0089 | 954.993 | 15.3525 | -261.2661
37500 |  | 1.0006 | 0.035328 | 0.25299 | 0.35948 | -2.7821 | 4.2447 |  | 0.22867 | -1.5708 | 4.7712 | 1.3596 | 2.2039 | 1.0998 | 0.99949 | -0.031869 | 0.99024 | -0.13984 | 8.1555 | -116.2997 | 63.7003 |  | 1 | 4.6653 | -6.1557e-05 | 0.00043731 | 10145.2037 | -3714.7712 |  | 10000 | 318.7931 | 1 | 1.964 | 2187.7297 | -3977.8178 |  | 0.071111 | -266.6666 | -989884.1583 | -2705651.6149 | 4.3617 | -1047521.0148 | -596218.2667 | 3.659 | 2.3903 | 7.569 | 0.70262 | -139.7427 | 8.1935 | -117.1217 | 62.8783 | 62.8783 | 0 | 0 | 0.62451 | -157.379 | 977.237 | 15.0807 | -260.9324
38000 |  | 1.0006 | 0.035799 | 0.24524 | 0.35283 | -2.7888 | 4.2447 |  | 0.22566 | -1.5708 | 4.8321 | 1.3623 | 2.2273 | 1.1052 | 0.99948 | -0.032293 | 0.98998 | -0.14168 | 7.9695 | -116.3234 | 63.6766 |  | 1 | 4.7275 | -6.3209e-05 | 0.00044314 | 10139.9151 | -3702.9694 |  | 10000 | 323.0437 | 1 | 1.9901 | 2145.454 | -3946.7207 |  | 0.069252 | -263.1579 | -973763.3642 | -2668654.9573 | 4.3625 | -1025462.6658 | -577312.5218 | 3.6543 | 2.414 | 7.6546 | 0.70817 | -139.425 | 8.0089 | -117.1582 | 62.8418 | 62.8418 | 0 | 0 | 0.3543 | -157.7332 | 1000 | 14.8838 | -260.5154
38500 |  | 1.0007 | 0.036269 | 0.23785 | 0.34644 | -2.7952 | 4.2447 |  | 0.22273 | -1.5708 | 4.8929 | 1.365 | 2.2507 | 1.1104 | 0.99946 | -0.032718 | 0.98972 | -0.14352 | 7.7876 | -116.3423 | 63.6577 |  | 1 | 4.7897 | -6.4884e-05 | 0.00044897 | 10134.562 | -3691.92 |  | 10000 | 327.2943 | 1 | 2.0163 | 2104.3811 | -3915.8346 |  | 0.067465 | -259.7402 | -958256.4627 | -2632602.677 | 4.3633 | -1004031.9218 | -559209.8421 | 3.6498 | 2.4377 | 7.7397 | 0.71353 | -139.1175 | 7.8283 | -117.1899 | 62.8101 | 62.8101 | 0 | 0 | 0.088637 | -158.0724 | 1023.293 | 14.7437 | -261.1239
39000 |  | 1.0007 | 0.03674 | 0.2308 | 0.34029 | -2.8013 | 4.2447 |  | 0.21988 | -1.5708 | 4.9539 | 1.3675 | 2.2742 | 1.1155 | 0.99945 | -0.033142 | 0.98945 | -0.14536 | 7.6094 | -116.357 | 63.643 |  | 1 | 4.8519 | -6.658e-05 | 0.0004548 | 10129.1448 | -3681.5925 |  | 10000 | 331.5448 | 1 | 2.0425 | 2064.4705 | -3885.1716 |  | 0.065746 | -256.4102 | -943332.0596 | -2597458.4984 | 4.364 | -983207.6517 | -541868.9757 | 3.6453 | 2.4616 | 7.8242 | 0.71873 | -138.82 | 7.6516 | -117.2175 | 62.7825 | 62.7825 | 0 | 0 | -0.17262 | -158.3976 | 1047.129 | 14.5866 | -260.4077
39500 |  | 1.0007 | 0.037211 | 0.22406 | 0.33438 | -2.8072 | 4.2447 |  | 0.21709 | -1.5708 | 5.0148 | 1.37 | 2.2977 | 1.1205 | 0.99944 | -0.033567 | 0.98919 | -0.1472 | 7.435 | -116.3679 | 63.6321 |  | 1 | 4.9141 | -6.8298e-05 | 0.00046063 | 10123.6636 | -3671.9581 |  | 10000 | 335.7954 | 1 | 2.0687 | 2025.6831 | -3854.7418 |  | 0.064092 | -253.1645 | -928960.7355 | -2563187.9835 | 4.3647 | -962969.4699 | -525251.1208 | 3.6409 | 2.4855 | 7.9082 | 0.72375 | -138.532 | 7.4786 | -117.2415 | 62.7585 | 62.7585 | 0 | 0 | -0.42961 | -158.7096 | 1071.519 | 14.3581 | -260.5301
40000 |  | 1.0007 | 0.037681 | 0.21763 | 0.32868 | -2.8129 | 4.2447 |  | 0.21438 | -1.5708 | 5.0758 | 1.3725 | 2.3213 | 1.1254 | 0.99942 | -0.033992 | 0.98892 | -0.14903 | 7.2641 | -116.3756 | 63.6244 |  | 1 | 4.9763 | -7.0038e-05 | 0.00046646 | 10118.1186 | -3662.9894 |  | 10000 | 340.046 | 1 | 2.0949 | 1987.9812 | -3824.5546 |  | 0.0625 | -250 | -915114.8988 | -2529758.4174 | 4.3653 | -943297.7138 | -509319.7618 | 3.6367 | 2.5095 | 7.9916 | 0.72862 | -138.2533 | 7.3092 | -117.2623 | 62.7377 | 62.7377 | 0 | 0 | -0.68248 | -159.009 | 1096.478 | 14.1501 | -260.5471
40500 |  | 1.0007 | 0.038152 | 0.21148 | 0.32319 | -2.8184 | 4.2447 |  | 0.21173 | -1.5708 | 5.1368 | 1.3749 | 2.345 | 1.1302 | 0.99941 | -0.034416 | 0.98864 | -0.15087 | 7.0966 | -116.3804 | 63.6196 |  | 1 | 5.0385 | -7.18e-05 | 0.00047229 | 10112.51 | -3654.6602 |  | 10000 | 344.2966 | 1 | 2.1211 | 1951.3284 | -3794.6182 |  | 0.060966 | -246.9136 | -901768.6512 | -2497138.7015 | 4.3658 | -924173.4228 | -494040.5183 | 3.6325 | 2.5335 | 8.0745 | 0.73332 | -137.9836 | 7.1431 | -117.2803 | 62.7197 | 62.7197 | 0 | 0 | -0.93136 | -159.2967 | 1122.018 | 13.9679 | -259.931
41000 |  | 1.0007 | 0.038622 | 0.20559 | 0.31789 | -2.8237 | 4.2447 |  | 0.20915 | -1.5708 | 5.1978 | 1.3772 | 2.3687 | 1.135 | 0.99939 | -0.034841 | 0.98836 | -0.1527 | 6.9324 | -116.3828 | 63.6172 |  | 1 | 5.1007 | -7.3584e-05 | 0.00047813 | 10106.838 | -3646.9457 |  | 10000 | 348.5471 | 1 | 2.1473 | 1915.6896 | -3764.9396 |  | 0.059488 | -243.9024 | -888897.6643 | -2465299.2553 | 4.3663 | -905578.316 | -479381.0043 | 3.6285 | 2.5576 | 8.1568 | 0.73788 | -137.7226 | 6.9804 | -117.2959 | 62.7041 | 62.7041 | 0 | 0 | -1.1764 | -159.5733 | 1148.154 | 13.7508 | -259.948
41500 |  | 1.0008 | 0.039093 | 0.19996 | 0.31278 | -2.8288 | 4.2447 |  | 0.20663 | -1.5708 | 5.2588 | 1.3795 | 2.3925 | 1.1396 | 0.99938 | -0.035265 | 0.98808 | -0.15453 | 6.7714 | -116.383 | 63.617 |  | 1 | 5.1629 | -7.5389e-05 | 0.00048396 | 10101.103 | -3639.8223 |  | 10000 | 352.7977 | 1 | 2.1734 | 1881.0312 | -3735.5252 |  | 0.058064 | -240.9638 | -876479.067 | -2434211.9246 | 4.3668 | -887494.7709 | -465310.6983 | 3.6245 | 2.5818 | 8.2386 | 0.74229 | -137.4701 | 6.8209 | -117.3095 | 62.6905 | 62.6905 | 0 | 0 | -1.4177 | -159.8393 | 1174.898 | 13.6038 | -260.1987
42000 |  | 1.0008 | 0.039563 | 0.19456 | 0.30784 | -2.8338 | 4.2447 |  | 0.20417 | -1.5708 | 5.3199 | 1.3817 | 2.4163 | 1.1441 | 0.99936 | -0.03569 | 0.9878 | -0.15637 | 6.6134 | -116.3814 | 63.6186 |  | 1 | 5.2251 | -7.7217e-05 | 0.00048979 | 10095.3051 | -3633.2675 |  | 10000 | 357.0483 | 1 | 2.1996 | 1847.3204 | -3706.3803 |  | 0.056689 | -238.0952 | -864491.342 | -2403849.8967 | 4.3672 | -869905.8014 | -451800.8223 | 3.6206 | 2.6061 | 8.3198 | 0.74655 | -137.2259 | 6.6644 | -117.3213 | 62.6787 | 62.6787 | 0 | 0 | -1.6553 | -160.0954 | 1202.264 | 13.4128 | -259.341
42500 |  | 1.0008 | 0.040034 | 0.18938 | 0.30306 | -2.8385 | 4.2447 |  | 0.20177 | -1.5708 | 5.381 | 1.3839 | 2.4401 | 1.1485 | 0.99935 | -0.036114 | 0.98751 | -0.1582 | 6.4584 | -116.3782 | 63.6218 |  | 1 | 5.2873 | -7.9066e-05 | 0.00049562 | 10089.4445 | -3627.2597 |  | 10000 | 361.2989 | 1 | 2.2258 | 1814.5261 | -3677.5094 |  | 0.055363 | -235.2941 | -852914.2309 | -2374187.6216 | 4.3675 | -852795.0366 | -438824.2296 | 3.6168 | 2.6304 | 8.4004 | 0.75067 | -136.9896 | 6.5109 | -117.3316 | 62.6684 | 62.6684 | 0 | 0 | -1.8895 | -160.3419 | 1230.269 | 13.1837 | -259.551
43000 |  | 1.0008 | 0.040504 | 0.18441 | 0.29845 | -2.8431 | 4.2447 |  | 0.19942 | -1.5708 | 5.4422 | 1.386 | 2.464 | 1.1529 | 0.99933 | -0.036539 | 0.98722 | -0.16003 | 6.3062 | -116.3738 | 63.6262 |  | 1 | 5.3495 | -8.0938e-05 | 0.00050145 | 10083.5214 | -3621.7784 |  | 10000 | 365.5494 | 1 | 2.252 | 1782.6177 | -3648.9166 |  | 0.054083 | -232.5581 | -841728.6466 | -2345200.7382 | 4.3678 | -836146.6998 | -426355.3004 | 3.6131 | 2.6548 | 8.4805 | 0.75466 | -136.7611 | 6.3603 | -117.3406 | 62.6594 | 62.6594 | 0 | 0 | -2.1202 | -160.5795 | 1258.925 | 13.0792 | -259.272
43500 |  | 1.0008 | 0.040975 | 0.17964 | 0.29398 | -2.8476 | 4.2447 |  | 0.19713 | -1.5708 | 5.5033 | 1.3881 | 2.488 | 1.1572 | 0.99932 | -0.036963 | 0.98693 | -0.16186 | 6.1568 | -116.3682 | 63.6318 |  | 1 | 5.4117 | -8.2831e-05 | 0.00050728 | 10077.5362 | -3616.804 |  | 10000 | 369.8 | 1 | 2.2782 | 1751.5664 | -3620.6048 |  | 0.052847 | -229.885 | -830916.5934 | -2316866.0063 | 4.368 | -819945.5881 | -414369.8454 | 3.6095 | 2.6792 | 8.56 | 0.75852 | -136.5401 | 6.2124 | -117.3487 | 62.6513 | 62.6513 | 0 | 0 | -2.3476 | -160.8086 | 1288.25 | 12.807 | -258.861
44000 |  | 1.0009 | 0.041445 | 0.17506 | 0.28965 | -2.8519 | 4.2447 |  | 0.19489 | -1.5708 | 5.5645 | 1.3901 | 2.512 | 1.1614 | 0.9993 | -0.037388 | 0.98663 | -0.16368 | 6.0099 | -116.3617 | 63.6383 |  | 1 | 5.4739 | -8.4746e-05 | 0.00051311 | 10071.489 | -3612.318 |  | 10000 | 374.0506 | 1 | 2.3044 | 1721.3438 | -3592.5768 |  | 0.051653 | -227.2727 | -820461.0927 | -2289161.2428 | 4.3682 | -804177.0516 | -402845.0152 | 3.606 | 2.7036 | 8.639 | 0.76225 | -136.3264 | 6.0672 | -117.3559 | 62.6441 | 62.6441 | 0 | 0 | -2.5718 | -161.0295 | 1318.257 | 12.6826 | -258.683
44500 |  | 1.0009 | 0.041916 | 0.17066 | 0.28546 | -2.8561 | 4.2447 |  | 0.1927 | -1.5708 | 5.6257 | 1.3921 | 2.536 | 1.1655 | 0.99929 | -0.037812 | 0.98633 | -0.16551 | 5.8657 | -116.3545 | 63.6455 |  | 1 | 5.5361 | -8.6683e-05 | 0.00051894 | 10065.3801 | -3608.3023 |  | 10000 | 378.3012 | 1 | 2.3306 | 1691.9231 | -3564.8347 |  | 0.050499 | -224.7191 | -810346.1148 | -2262065.2622 | 4.3684 | -788826.9741 | -391759.2171 | 3.6025 | 2.7282 | 8.7174 | 0.76585 | -136.1198 | 5.9245 | -117.3626 | 62.6374 | 62.6374 | 0 | 0 | -2.7929 | -161.2428 | 1348.963 | 12.4759 | -258.797
45000 |  | 1.0009 | 0.042386 | 0.16642 | 0.2814 | -2.8602 | 4.2447 |  | 0.19056 | -1.5708 | 5.6869 | 1.394 | 2.5601 | 1.1695 | 0.99927 | -0.038237 | 0.98603 | -0.16734 | 5.7239 | -116.3468 | 63.6532 |  | 1 | 5.5983 | -8.8642e-05 | 0.00052477 | 10059.2096 | -3604.7399 |  | 10000 | 382.5517 | 1 | 2.3568 | 1663.2781 | -3537.3798 |  | 0.049383 | -222.2222 | -800556.5164 | -2235557.8212 | 4.3685 | -773881.7537 | -381092.0362 | 3.5992 | 2.7527 | 8.7953 | 0.76934 | -135.9201 | 5.7843 | -117.3687 | 62.6313 | 62.6313 | 0 | 0 | -3.011 | -161.4486 | 1380.384 | 12.2584 | -258.41
45500 |  | 1.0009 | 0.042856 | 0.16235 | 0.27746 | -2.8641 | 4.2447 |  | 0.18847 | -1.5708 | 5.7482 | 1.3959 | 2.5843 | 1.1735 | 0.99925 | -0.038661 | 0.98573 | -0.16916 | 5.5845 | -116.3387 | 63.6613 |  | 1 | 5.6605 | -9.0622e-05 | 0.0005306 | 10052.978 | -3601.6144 |  | 10000 | 386.8023 | 1 | 2.3829 | 1635.3837 | -3510.2134 |  | 0.048303 | -219.7802 | -791077.9821 | -2209619.567 | 4.3686 | -759328.2838 | -370824.1637 | 3.5959 | 2.7773 | 8.8726 | 0.77271 | -135.7271 | 5.6465 | -117.3746 | 62.6254 | 62.6254 | 0 | 0 | -3.2261 | -161.6475 | 1412.538 | 12.0929 | -258.136
46000 |  | 1.0009 | 0.043327 | 0.15843 | 0.27363 | -2.868 | 4.2447 |  | 0.18642 | -1.5708 | 5.8094 | 1.3978 | 2.6084 | 1.1774 | 0.99924 | -0.039085 | 0.98542 | -0.17098 | 5.4474 | -116.3304 | 63.6696 |  | 1 | 5.7227 | -9.2625e-05 | 0.00053643 | 10046.6853 | -3598.9103 |  | 10000 | 391.0529 | 1 | 2.4091 | 1608.2157 | -3483.3361 |  | 0.047259 | -217.3913 | -781896.9707 | -2184231.9886 | 4.3686 | -745153.935 | -360937.3285 | 3.5927 | 2.802 | 8.9494 | 0.77596 | -135.5406 | 5.511 | -117.3803 | 62.6197 | 62.6197 | 0 | 0 | -3.4383 | -161.8397 | 1445.44 | 11.9189 | -257.929
46500 |  | 1.001 | 0.043797 | 0.15465 | 0.26992 | -2.8717 | 4.2447 |  | 0.18441 | -1.5708 | 5.8707 | 1.3996 | 2.6326 | 1.1812 | 0.99922 | -0.03951 | 0.98511 | -0.1728 | 5.3125 | -116.3219 | 63.6781 |  | 1 | 5.7849 | -9.465e-05 | 0.00054226 | 10040.3318 | -3596.6125 |  | 10000 | 395.3035 | 1 | 2.4353 | 1581.7507 | -3456.7481 |  | 0.046248 | -215.0538 | -773000.6657 | -2159377.3721 | 4.3686 | -731346.5376 | -351414.2345 | 3.5895 | 2.8267 | 9.0256 | 0.77911 | -135.3605 | 5.3778 | -117.3859 | 62.6141 | 62.6141 | 0 | 0 | -3.6478 | -162.0255 | 1479.108 | 11.7147 | -257.745
47000 |  | 1.001 | 0.044268 | 0.15101 | 0.26631 | -2.8753 | 4.2447 |  | 0.18245 | -1.5708 | 5.932 | 1.4014 | 2.6569 | 1.1849 | 0.9992 | -0.039934 | 0.98479 | -0.17463 | 5.1798 | -116.3134 | 63.6866 |  | 1 | 5.8471 | -9.6696e-05 | 0.00054809 | 10033.9178 | -3594.7066 |  | 10000 | 399.554 | 1 | 2.4615 | 1555.9663 | -3430.4492 |  | 0.045269 | -212.7659 | -764376.9294 | -2135038.7575 | 4.3686 | -717894.3639 | -342238.5015 | 3.5864 | 2.8514 | 9.1013 | 0.78214 | -135.1865 | 5.2467 | -117.3917 | 62.6083 | 62.6083 | 0 | 0 | -3.8545 | -162.2052 | 1513.561 | 11.5252 | -257.61
47500 |  | 1.001 | 0.044738 | 0.1475 | 0.26281 | -2.8788 | 4.2447 |  | 0.18053 | -1.5708 | 5.9934 | 1.4032 | 2.6811 | 1.1886 | 0.99919 | -0.040359 | 0.98447 | -0.17644 | 5.0491 | -116.305 | 63.695 |  | 1 | 5.9093 | -9.8764e-05 | 0.00055393 | 10027.4435 | -3593.1789 |  | 10000 | 403.8046 | 1 | 2.4877 | 1530.8408 | -3404.4392 |  | 0.044321 | -210.5263 | -756014.2598 | -2111199.8998 | 4.3685 | -704786.112 | -333394.6105 | 3.5834 | 2.8762 | 9.1764 | 0.78508 | -135.0185 | 5.1178 | -117.3975 | 62.6025 | 62.6025 | 0 | 0 | -4.0587 | -162.3791 | 1548.817 | 11.3354 | -257.471
48000 |  | 1.001 | 0.045208 | 0.14411 | 0.2594 | -2.8822 | 4.2447 |  | 0.17865 | -1.5708 | 6.0547 | 1.4049 | 2.7055 | 1.1922 | 0.99917 | -0.040783 | 0.98415 | -0.17826 | 4.9205 | -116.2967 | 63.7033 |  | 1 | 5.9715 | -0.00010085 | 0.00055976 | 10020.9092 | -3592.0163 |  | 10000 | 408.0552 | 1 | 2.5139 | 1506.3534 | -3378.7172 |  | 0.043403 | -208.3333 | -747901.7517 | -2087845.2311 | 4.3684 | -692010.8894 | -324867.8522 | 3.5805 | 2.901 | 9.251 | 0.78791 | -134.8563 | 4.9909 | -117.4037 | 62.5963 | 62.5963 | 0 | 0 | -4.2602 | -162.5473 | 1584.893 | 11.1604 | -256.942
48500 |  | 1.001 | 0.045678 | 0.14084 | 0.25608 | -2.8855 | 4.2447 |  | 0.17681 | -1.5708 | 6.116 | 1.4066 | 2.7298 | 1.1957 | 0.99915 | -0.041207 | 0.98383 | -0.18008 | 4.7939 | -116.2887 | 63.7113 |  | 1 | 6.0337 | -0.00010297 | 0.00056559 | 10014.3151 | -3591.2059 |  | 10000 | 412.3058 | 1 | 2.5401 | 1482.4839 | -3353.2824 |  | 0.042512 | -206.1856 | -740029.0595 | -2064959.8263 | 4.3683 | -679558.1978 | -316644.2792 | 3.5776 | 2.9259 | 9.3251 | 0.79064 | -134.6998 | 4.8659 | -117.4101 | 62.5899 | 62.5899 | 0 | 0 | -4.4592 | -162.7103 | 1621.81 | 10.9787 | -256.753
49000 |  | 1.0011 | 0.046149 | 0.13769 | 0.25286 | -2.8887 | 4.2447 |  | 0.175 | -1.5708 | 6.1774 | 1.4082 | 2.7542 | 1.1992 | 0.99913 | -0.041632 | 0.9835 | -0.1819 | 4.6691 | -116.281 | 63.719 |  | 1 | 6.0959 | -0.0001051 | 0.00057142 | 10007.6615 | -3590.7357 |  | 10000 | 416.5563 | 1 | 2.5662 | 1459.2129 | -3328.1333 |  | 0.041649 | -204.0816 | -732386.3632 | -2042529.3695 | 4.3681 | -667417.9175 | -308710.6614 | 3.5748 | 2.9508 | 9.3987 | 0.79327 | -134.5489 | 4.7429 | -117.417 | 62.583 | 62.583 | 0 | 0 | -4.6558 | -162.8681 | 1659.587 | 10.7578 | -256.857
49500 |  | 1.0011 | 0.046619 | 0.13464 | 0.24972 | -2.8919 | 4.2447 |  | 0.17324 | -1.5708 | 6.2388 | 1.4098 | 2.7786 | 1.2026 | 0.99912 | -0.042056 | 0.98317 | -0.18371 | 4.5462 | -116.2737 | 63.7263 |  | 1 | 6.1581 | -0.00010726 | 0.00057725 | 10000.9486 | -3590.594 |  | 10000 | 420.8069 | 1 | 2.5924 | 1436.5217 | -3303.2687 |  | 0.040812 | -202.0202 | -724964.3369 | -2020540.1241 | 4.3679 | -655580.2936 | -301054.4439 | 3.5721 | 2.9757 | 9.4717 | 0.79581 | -134.4033 | 4.6217 | -117.4244 | 62.5756 | 62.5756 | 0 | 0 | -4.85 | -163.0211 | 1698.244 | 10.5805 | -256.313
50000 |  | 1.0011 | 0.047089 | 0.1317 | 0.24666 | -2.8949 | 4.2447 |  | 0.1715 | -1.5708 | 6.3002 | 1.4114 | 2.8031 | 1.206 | 0.9991 | -0.04248 | 0.98284 | -0.18552 | 4.4251 | -116.2668 | 63.7332 |  | 1 | 6.2204 | -0.00010943 | 0.00058308 | 9994.1768 | -3590.7696 |  | 10000 | 425.0575 | 1 | 2.6186 | 1414.3923 | -3278.6868 |  | 0.04 | -200 | -717754.1191 | -1998978.9032 | 4.3677 | -644035.9214 | -293663.7081 | 3.5694 | 3.0006 | 9.5443 | 0.79826 | -134.263 | 4.5023 | -117.4323 | 62.5677 | 62.5677 | 0 | 0 | -5.0419 | -163.1693 | 1737.801 | 10.4643 | -256.379
50500 |  | 1.0011 | 0.047559 | 0.12885 | 0.24368 | -2.8979 | 4.2447 |  | 0.16981 | -1.5708 | 6.3616 | 1.4129 | 2.8275 | 1.2093 | 0.99908 | -0.042904 | 0.9825 | -0.18734 | 4.3057 | -116.2605 | 63.7395 |  | 1 | 6.2826 | -0.00011163 | 0.00058891 | 9987.3461 | -3591.2516 |  | 10000 | 429.3081 | 1 | 2.6448 | 1392.8074 | -3254.3858 |  | 0.039212 | -198.0198 | -710747.2855 | -1977833.0425 | 4.3674 | -632775.7334 | -286527.1351 | 3.5668 | 3.0256 | 9.6163 | 0.80062 | -134.1277 | 4.3847 | -117.4407 | 62.5593 | 62.5593 | 0 | 0 | -5.2316 | -163.313 | 1778.279 | 10.2137 | -256.015
51000 |  | 1.0012 | 0.048029 | 0.1261 | 0.24078 | -2.9008 | 4.2447 |  | 0.16814 | -1.5708 | 6.4231 | 1.4145 | 2.852 | 1.2126 | 0.99906 | -0.043329 | 0.98216 | -0.18915 | 4.188 | -116.2547 | 63.7453 |  | 1 | 6.3448 | -0.00011386 | 0.00059474 | 9980.457 | -3592.0298 |  | 10000 | 433.5586 | 1 | 2.671 | 1371.7501 | -3230.3638 |  | 0.038447 | -196.0784 | -703935.823 | -1957090.375 | 4.3671 | -621790.9859 | -279633.9712 | 3.5642 | 3.0506 | 9.6878 | 0.8029 | -133.9975 | 4.2688 | -117.4498 | 62.5502 | 62.5502 | 0 | 0 | -5.419 | -163.4524 | 1819.701 | 10.0452 | -255.833
51500 |  | 1.0012 | 0.0485 | 0.12343 | 0.23795 | -2.9036 | 4.2447 |  | 0.16651 | -1.5708 | 6.4845 | 1.416 | 2.8766 | 1.2157 | 0.99904 | -0.043753 | 0.98182 | -0.19096 | 4.0719 | -116.2494 | 63.7506 |  | 1 | 6.407 | -0.0001161 | 0.00060057 | 9973.5096 | -3593.0941 |  | 10000 | 437.8092 | 1 | 2.6972 | 1351.2043 | -3206.6186 |  | 0.037704 | -194.1747 | -697312.1065 | -1936739.2065 | 4.3668 | -611073.247 | -272973.9962 | 3.5617 | 3.0756 | 9.7587 | 0.80508 | -133.872 | 4.1545 | -117.4596 | 62.5404 | 62.5404 | 0 | 0 | -5.6043 | -163.5876 | 1862.087 | 9.8767 | -255.47
52000 |  | 1.0012 | 0.04897 | 0.12085 | 0.23519 | -2.9064 | 4.2447 |  | 0.16491 | -1.5708 | 6.546 | 1.4174 | 2.9011 | 1.2189 | 0.99902 | -0.044177 | 0.98148 | -0.19277 | 3.9574 | -116.2448 | 63.7552 |  | 1 | 6.4692 | -0.00011836 | 0.0006064 | 9966.5043 | -3594.4349 |  | 10000 | 442.0598 | 1 | 2.7234 | 1331.1544 | -3183.1479 |  | 0.036982 | -192.3077 | -690868.8758 | -1916768.2928 | 4.3664 | -600614.384 | -266537.4928 | 3.5593 | 3.1007 | 9.8292 | 0.80719 | -133.7513 | 4.0418 | -117.4701 | 62.5299 | 62.5299 | 0 | 0 | -5.7874 | -163.7188 | 1905.461 | 9.7134 | -255.059
52500 |  | 1.0012 | 0.04944 | 0.11836 | 0.2325 | -2.9091 | 4.2447 |  | 0.16334 | -1.5708 | 6.6075 | 1.4189 | 2.9257 | 1.222 | 0.99901 | -0.044601 | 0.98113 | -0.19457 | 3.8445 | -116.2409 | 63.7591 |  | 1 | 6.5314 | -0.00012065 | 0.00061223 | 9959.4412 | -3596.043 |  | 10000 | 446.3104 | 1 | 2.7495 | 1311.5855 | -3159.9494 |  | 0.036281 | -190.4762 | -684599.2157 | -1897166.8186 | 4.3661 | -590406.5524 | -260315.2191 | 3.5569 | 3.1258 | 9.8992 | 0.80922 | -133.6352 | 3.9307 | -117.4814 | 62.5186 | 62.5186 | 0 | 0 | -5.9685 | -163.8461 | 1949.845 | 9.5268 | -254.971
53000 |  | 1.0012 | 0.04991 | 0.11594 | 0.22987 | -2.9117 | 4.2447 |  | 0.1618 | -1.5708 | 6.669 | 1.4203 | 2.9504 | 1.225 | 0.99899 | -0.045026 | 0.98078 | -0.19638 | 3.733 | -116.2376 | 63.7624 |  | 1 | 6.5936 | -0.00012296 | 0.00061806 | 9952.3207 | -3597.9096 |  | 10000 | 450.5609 | 1 | 2.7757 | 1292.4829 | -3137.0206 |  | 0.0356 | -188.6792 | -678496.5358 | -1877924.3771 | 4.3657 | -580442.1844 | -254298.3815 | 3.5545 | 3.1509 | 9.9687 | 0.81117 | -133.5236 | 3.8211 | -117.4934 | 62.5066 | 62.5066 | 0 | 0 | -6.1476 | -163.9698 | 1995.262 | 9.3349 | -254.804
53500 |  | 1.0013 | 0.05038 | 0.1136 | 0.2273 | -2.9143 | 4.2447 |  | 0.16028 | -1.5708 | 6.7305 | 1.4217 | 2.975 | 1.228 | 0.99897 | -0.04545 | 0.98043 | -0.19818 | 3.623 | -116.235 | 63.765 |  | 1 | 6.6558 | -0.00012529 | 0.0006239 | 9945.143 | -3600.0259 |  | 10000 | 454.8115 | 1 | 2.8019 | 1273.8327 | -3114.3588 |  | 0.034938 | -186.9159 | -672554.5532 | -1859030.9507 | 4.3653 | -570713.9784 | -248478.6106 | 3.5522 | 3.176 | 10.0377 | 0.81304 | -133.4164 | 3.7129 | -117.5063 | 62.4937 | 62.4937 | 0 | 0 | -6.3248 | -164.0899 | 2041.738 | 9.0885 | -254.411
54000 |  | 1.0013 | 0.05085 | 0.11132 | 0.2248 | -2.9168 | 4.2447 |  | 0.1588 | -1.5708 | 6.792 | 1.423 | 2.9997 | 1.2309 | 0.99895 | -0.045874 | 0.98007 | -0.19999 | 3.5145 | -116.2332 | 63.7668 |  | 1 | 6.718 | -0.00012764 | 0.00062973 | 9937.9085 | -3602.3838 |  | 10000 | 459.0621 | 1 | 2.8281 | 1255.6214 | -3091.9616 |  | 0.034294 | -185.1852 | -666767.2746 | -1840476.8935 | 4.3648 | -561214.8887 | -242847.9371 | 3.55 | 3.2012 | 10.1062 | 0.81483 | -133.3134 | 3.6062 | -117.5199 | 62.4801 | 62.4801 | 0 | 0 | -6.5 | -164.2065 | 2089.296 | 8.9699 | -254.113
54500 |  | 1.0013 | 0.05132 | 0.10912 | 0.22235 | -2.9192 | 4.2447 |  | 0.15734 | -1.5708 | 6.8535 | 1.4244 | 3.0244 | 1.2338 | 0.99893 | -0.046298 | 0.97971 | -0.20179 | 3.4073 | -116.2321 | 63.7679 |  | 1 | 6.7802 | -0.00013002 | 0.00063556 | 9930.6173 | -3604.9752 |  | 10000 | 463.3127 | 1 | 2.8543 | 1237.8359 | -3069.8261 |  | 0.033667 | -183.4862 | -661128.981 | -1822252.9136 | 4.3643 | -551938.1155 | -237398.7708 | 3.5478 | 3.2263 | 10.1742 | 0.81656 | -133.2146 | 3.5009 | -117.5344 | 62.4656 | 62.4656 | 0 | 0 | -6.6733 | -164.3198 | 2137.962 | 8.6874 | -254.34
55000 |  | 1.0013 | 0.05179 | 0.10699 | 0.21996 | -2.9216 | 4.2447 |  | 0.15591 | -1.5708 | 6.9151 | 1.4257 | 3.0491 | 1.2366 | 0.99891 | -0.046722 | 0.97935 | -0.20359 | 3.3014 | -116.2318 | 63.7682 |  | 1 | 6.8424 | -0.00013242 | 0.00064139 | 9923.2697 | -3607.7925 |  | 10000 | 467.5632 | 1 | 2.8805 | 1220.4638 | -3047.9496 |  | 0.033058 | -181.8182 | -655634.2129 | -1804350.0575 | 4.3639 | -542877.0956 | -232123.8797 | 3.5456 | 3.2515 | 10.2418 | 0.81821 | -133.1199 | 3.3969 | -117.5498 | 62.4502 | 62.4502 | 0 | 0 | -6.8448 | -164.4299 | 2187.762 | 8.5309 | -253.785
55500 |  | 1.0014 | 0.05226 | 0.10491 | 0.21762 | -2.924 | 4.2447 |  | 0.15451 | -1.5708 | 6.9766 | 1.427 | 3.0739 | 1.2394 | 0.99889 | -0.047146 | 0.97898 | -0.20539 | 3.1969 | -116.2323 | 63.7677 |  | 1 | 6.9046 | -0.00013483 | 0.00064722 | 9915.866 | -3610.8283 |  | 10000 | 471.8138 | 1 | 2.9067 | 1203.4928 | -3026.3293 |  | 0.032465 | -180.1802 | -650277.7559 | -1786759.6945 | 4.3633 | -534025.4934 | -227016.3706 | 3.5436 | 3.2767 | 10.3088 | 0.8198 | -133.0291 | 3.2943 | -117.566 | 62.434 | 62.434 | 0 | 0 | -7.0146 | -164.5369 | 2238.721 | 8.3497 | -253.783
56000 |  | 1.0014 | 0.05273 | 0.1029 | 0.21534 | -2.9263 | 4.2447 |  | 0.15313 | -1.5708 | 7.0382 | 1.4282 | 3.0986 | 1.2422 | 0.99887 | -0.047571 | 0.97861 | -0.20719 | 3.0936 | -116.2335 | 63.7665 |  | 1 | 6.9668 | -0.00013727 | 0.00065305 | 9908.4066 | -3614.0754 |  | 10000 | 476.0644 | 1 | 2.9328 | 1186.9112 | -3004.9622 |  | 0.031888 | -178.5714 | -645054.6279 | -1769473.5025 | 4.3628 | -525377.1918 | -222069.6713 | 3.5415 | 3.302 | 10.3755 | 0.82131 | -132.9422 | 3.1929 | -117.5832 | 62.4168 | 62.4168 | 0 | 0 | -7.1825 | -164.6409 | 2290.868 | 8.2818 | -253.62
56500 |  | 1.0014 | 0.0532 | 0.10095 | 0.2131 | -2.9285 | 4.2447 |  | 0.15177 | -1.5708 | 7.0998 | 1.4295 | 3.1234 | 1.2449 | 0.99885 | -0.047995 | 0.97824 | -0.20899 | 2.9916 | -116.2356 | 63.7644 |  | 1 | 7.029 | -0.00013974 | 0.00065888 | 9900.8916 | -3617.5269 |  | 10000 | 480.315 | 1 | 2.959 | 1170.7077 | -2983.8456 |  | 0.031326 | -176.9911 | -639960.0668 | -1752483.4543 | 4.3623 | -516926.2841 | -217277.5132 | 3.5395 | 3.3272 | 10.4416 | 0.82276 | -132.8591 | 3.0928 | -117.6012 | 62.3988 | 62.3988 | 0 | 0 | -7.3488 | -164.7421 | 2344.229 | 8.0662 | -253.171
57000 |  | 1.0014 | 0.05367 | 0.099052 | 0.21091 | -2.9307 | 4.2447 |  | 0.15044 | -1.5708 | 7.1614 | 1.4307 | 3.1483 | 1.2476 | 0.99883 | -0.048419 | 0.97787 | -0.21078 | 2.8908 | -116.2384 | 63.7616 |  | 1 | 7.0912 | -0.00014222 | 0.00066471 | 9893.3213 | -3621.176 |  | 10000 | 484.5655 | 1 | 2.9852 | 1154.8713 | -2962.9764 |  | 0.030779 | -175.4386 | -634989.5189 | -1735781.8047 | 4.3617 | -508667.0658 | -212633.9158 | 3.5375 | 3.3525 | 10.5073 | 0.82415 | -132.7797 | 2.9939 | -117.6202 | 62.3798 | 62.3798 | 0 | 0 | -7.5133 | -164.8405 | 2398.833 | 7.814 | -252.658
57500 |  | 1.0015 | 0.05414 | 0.097209 | 0.20877 | -2.9328 | 4.2447 |  | 0.14913 | -1.5708 | 7.223 | 1.4319 | 3.1731 | 1.2502 | 0.99881 | -0.048843 | 0.97749 | -0.21257 | 2.7911 | -116.2421 | 63.7579 |  | 1 | 7.1534 | -0.00014473 | 0.00067054 | 9885.6961 | -3625.0165 |  | 10000 | 488.8161 | 1 | 3.0114 | 1139.3916 | -2942.3518 |  | 0.030246 | -173.913 | -630138.6282 | -1719361.0781 | 4.3611 | -500594.0271 | -208133.1709 | 3.5356 | 3.3777 | 10.5725 | 0.82547 | -132.7039 | 2.8962 | -117.64 | 62.36 | 62.36 | 0 | 0 | -7.6762 | -164.9362 | 2454.709 | 7.6424 | -251.974
58000 |  | 1.0015 | 0.054609 | 0.095418 | 0.20668 | -2.9349 | 4.2447 |  | 0.14785 | -1.5708 | 7.2846 | 1.4331 | 3.198 | 1.2528 | 0.99879 | -0.049267 | 0.97711 | -0.21437 | 2.6926 | -116.2466 | 63.7534 |  | 1 | 7.2156 | -0.00014725 | 0.00067637 | 9878.0161 | -3629.0419 |  | 10000 | 493.0667 | 1 | 3.0376 | 1124.2583 | -2921.9687 |  | 0.029727 | -172.4138 | -625403.2262 | -1703214.057 | 4.3605 | -492701.8452 | -203769.8291 | 3.5337 | 3.403 | 10.6373 | 0.82674 | -132.6316 | 2.7997 | -117.6608 | 62.3392 | 62.3392 | 0 | 0 | -7.8375 | -165.0293 | 2511.886 | 7.4572 | -252.252
58500 |  | 1.0015 | 0.055079 | 0.093677 | 0.20463 | -2.937 | 4.2447 |  | 0.14658 | -1.5708 | 7.3462 | 1.4342 | 3.2228 | 1.2553 | 0.99877 | -0.049691 | 0.97673 | -0.21616 | 2.5952 | -116.252 | 63.748 |  | 1 | 7.2778 | -0.0001498 | 0.0006822 | 9870.2818 | -3633.2464 |  | 10000 | 497.3173 | 1 | 3.0638 | 1109.4616 | -2901.8242 |  | 0.029221 | -170.9402 | -620779.322 | -1687333.7708 | 4.3599 | -484985.3774 | -199538.6861 | 3.5319 | 3.4283 | 10.7016 | 0.82794 | -132.5627 | 2.7043 | -117.6825 | 62.3175 | 62.3175 | 0 | 0 | -7.9973 | -165.1198 | 2570.396 | 7.3127 | -251.702
59000 |  | 1.0015 | 0.055549 | 0.091984 | 0.20262 | -2.939 | 4.2447 |  | 0.14534 | -1.5708 | 7.4078 | 1.4354 | 3.2477 | 1.2578 | 0.99874 | -0.050115 | 0.97634 | -0.21795 | 2.499 | -116.2581 | 63.7419 |  | 1 | 7.34 | -0.00015238 | 0.00068803 | 9862.4933 | -3637.624 |  | 10000 | 501.5678 | 1 | 3.09 | 1094.9919 | -2881.9153 |  | 0.028727 | -169.4915 | -616263.094 | -1671713.4855 | 4.3592 | -477439.6541 | -195434.77 | 3.5301 | 3.4536 | 10.7655 | 0.82908 | -132.4972 | 2.61 | -117.7052 | 62.2948 | 62.2948 | 0 | 0 | -8.1554 | -165.208 | 2630.268 | 7.135 | -251.401
59500 |  | 1.0016 | 0.056019 | 0.090337 | 0.20065 | -2.9409 | 4.2447 |  | 0.14412 | -1.5708 | 7.4695 | 1.4365 | 3.2727 | 1.2603 | 0.99872 | -0.050539 | 0.97595 | -0.21974 | 2.4037 | -116.2651 | 63.7349 |  | 1 | 7.4022 | -0.00015497 | 0.00069386 | 9854.651 | -3642.1691 |  | 10000 | 505.8184 | 1 | 3.1161 | 1080.84 | -2862.2389 |  | 0.028247 | -168.0672 | -611850.8805 | -1656346.6938 | 4.3585 | -470059.8724 | -191453.3296 | 3.5284 | 3.4789 | 10.8289 | 0.83017 | -132.435 | 2.5168 | -117.7287 | 62.2713 | 62.2713 | 0 | 0 | -8.3121 | -165.2938 | 2691.535 | 6.8809 | -251.244
60000 |  | 1.0016 | 0.056489 | 0.088735 | 0.19873 | -2.9429 | 4.2447 |  | 0.14292 | -1.5708 | 7.5311 | 1.4376 | 3.2976 | 1.2627 | 0.9987 | -0.050963 | 0.97556 | -0.22152 | 2.3096 | -116.2729 | 63.7271 |  | 1 | 7.4644 | -0.00015759 | 0.0006997 | 9846.7551 | -3646.8763 |  | 10000 | 510.069 | 1 | 3.1423 | 1066.9971 | -2842.7923 |  | 0.027778 | -166.6667 | -607539.1727 | -1641227.1054 | 4.3579 | -462841.3896 | -187589.8232 | 3.5267 | 3.5043 | 10.8919 | 0.8312 | -132.376 | 2.4246 | -117.7532 | 62.2468 | 62.2468 | 0 | 0 | -8.4673 | -165.3773 | 2754.229 | 6.7009 | -251.051
60500 |  | 1.0016 | 0.056958 | 0.087177 | 0.19684 | -2.9448 | 4.2447 |  | 0.14174 | -1.5708 | 7.5928 | 1.4387 | 3.3226 | 1.2651 | 0.99868 | -0.051387 | 0.97517 | -0.22331 | 2.2164 | -116.2815 | 63.7185 |  | 1 | 7.5266 | -0.00016022 | 0.00070553 | 9838.8059 | -3651.7402 |  | 10000 | 514.3196 | 1 | 3.1685 | 1053.4545 | -2823.5722 |  | 0.027321 | -165.2893 | -603324.6064 | -1626348.6382 | 4.3572 | -455779.7176 | -183839.9078 | 3.525 | 3.5296 | 10.9545 | 0.83217 | -132.3201 | 2.3335 | -117.7787 | 62.2213 | 62.2213 | 0 | 0 | -8.621 | -165.4586 | 2818.383 | 6.5356 | -250.48
61000 |  | 1.0017 | 0.057428 | 0.085659 | 0.19499 | -2.9466 | 4.2447 |  | 0.14058 | -1.5708 | 7.6544 | 1.4398 | 3.3476 | 1.2674 | 0.99866 | -0.051811 | 0.97477 | -0.22509 | 2.1242 | -116.291 | 63.709 |  | 1 | 7.5888 | -0.00016288 | 0.00071136 | 9830.8038 | -3656.7558 |  | 10000 | 518.5701 | 1 | 3.1947 | 1040.2039 | -2804.5758 |  | 0.026874 | -163.9344 | -599203.9553 | -1611705.4098 | 4.3564 | -448870.5164 | -180199.4296 | 3.5233 | 3.5549 | 11.0166 | 0.83309 | -132.2673 | 2.2434 | -117.805 | 62.195 | 62.195 | 0 | 0 | -8.7732 | -165.5377 | 2884.032 | 6.3265 | -250.202
61500 |  | 1.0017 | 0.057898 | 0.084182 | 0.19317 | -2.9484 | 4.2447 |  | 0.13943 | -1.5708 | 7.7161 | 1.4408 | 3.3726 | 1.2698 | 0.99864 | -0.052235 | 0.97437 | -0.22688 | 2.033 | -116.3012 | 63.6988 |  | 1 | 7.651 | -0.00016556 | 0.00071719 | 9822.749 | -3661.9182 |  | 10000 | 522.8207 | 1 | 3.2209 | 1027.2373 | -2785.8002 |  | 0.026439 | -162.6016 | -595174.124 | -1597291.7293 | 4.3557 | -442109.5894 | -176664.4142 | 3.5217 | 3.5803 | 11.0784 | 0.83396 | -132.2175 | 2.1542 | -117.8323 | 62.1677 | 62.1677 | 0 | 0 | -8.9241 | -165.6148 | 2951.209 | 6.1831 | -249.926
62000 |  | 1.0017 | 0.058367 | 0.082743 | 0.19139 | -2.9502 | 4.2447 |  | 0.13831 | -1.5708 | 7.7778 | 1.4419 | 3.3976 | 1.272 | 0.99861 | -0.052658 | 0.97397 | -0.22866 | 1.9428 | -116.3123 | 63.6877 |  | 1 | 7.7132 | -0.00016827 | 0.00072302 | 9814.6417 | -3667.2224 |  | 10000 | 527.0713 | 1 | 3.2471 | 1014.5469 | -2767.2423 |  | 0.026015 | -161.2903 | -591232.1422 | -1583102.0895 | 4.355 | -435492.8773 | -173231.0578 | 3.5202 | 3.6056 | 11.1397 | 0.83478 | -132.1706 | 2.066 | -117.8605 | 62.1395 | 62.1395 | 0 | 0 | -9.0736 | -165.6899 | 3019.952 | 6.0131 | -249.651
62500 |  | 1.0017 | 0.058837 | 0.081342 | 0.18965 | -2.9519 | 4.2447 |  | 0.1372 | -1.5708 | 7.8395 | 1.4429 | 3.4226 | 1.2743 | 0.99859 | -0.053082 | 0.97357 | -0.23044 | 1.8535 | -116.3242 | 63.6758 |  | 1 | 7.7754 | -0.00017099 | 0.00072885 | 9806.4824 | -3672.6639 |  | 10000 | 531.3219 | 1 | 3.2733 | 1002.1252 | -2748.8993 |  | 0.0256 | -160 | -587375.1582 | -1569131.1597 | 4.3542 | -429016.4535 | -169895.7187 | 3.5187 | 3.631 | 11.2005 | 0.83555 | -132.1266 | 1.9788 | -117.8896 | 62.1104 | 62.1104 | 0 | 0 | -9.2218 | -165.763 | 3090.295 | 5.8545 | -248.418
63000 |  | 1.0018 | 0.059306 | 0.079976 | 0.18793 | -2.9537 | 4.2447 |  | 0.13611 | -1.5708 | 7.9012 | 1.4439 | 3.4477 | 1.2765 | 0.99857 | -0.053506 | 0.97316 | -0.23221 | 1.765 | -116.3369 | 63.6631 |  | 1 | 7.8376 | -0.00017374 | 0.00073468 | 9798.2712 | -3678.2381 |  | 10000 | 535.5724 | 1 | 3.2995 | 989.9649 | -2730.7681 |  | 0.025195 | -158.7302 | -583600.4336 | -1555373.7787 | 4.3534 | -422676.5189 | -166654.9099 | 3.5172 | 3.6564 | 11.261 | 0.83627 | -132.0854 | 1.8924 | -117.9196 | 62.0804 | 62.0804 | 0 | 0 | -9.3686 | -165.8342 | 3162.278 | 5.6099 | -248.626
63500 |  | 1.0018 | 0.059776 | 0.078645 | 0.18625 | -2.9553 | 4.2447 |  | 0.13504 | -1.5708 | 7.9629 | 1.4449 | 3.4727 | 1.2787 | 0.99855 | -0.05393 | 0.97275 | -0.23399 | 1.6775 | -116.3504 | 63.6496 |  | 1 | 7.8998 | -0.00017651 | 0.00074051 | 9790.0085 | -3683.9407 |  | 10000 | 539.823 | 1 | 3.3256 | 978.059 | -2712.8461 |  | 0.0248 | -157.4803 | -579905.3377 | -1541824.948 | 4.3526 | -416469.3973 | -163505.2909 | 3.5157 | 3.6818 | 11.3211 | 0.83694 | -132.047 | 1.807 | -117.9505 | 62.0495 | 62.0495 | 0 | 0 | -9.5141 | -165.9035 | 3235.937 | 5.4321 | -248.575
64000 |  | 1.0018 | 0.060246 | 0.077348 | 0.1846 | -2.957 | 4.2447 |  | 0.13399 | -1.5708 | 8.0246 | 1.4459 | 3.4978 | 1.2809 | 0.99852 | -0.054354 | 0.97234 | -0.23577 | 1.5908 | -116.3646 | 63.6354 |  | 1 | 7.9621 | -0.0001793 | 0.00074634 | 9781.6946 | -3689.7675 |  | 10000 | 544.0736 | 1 | 3.3518 | 966.4006 | -2695.1302 |  | 0.024414 | -156.25 | -576287.3428 | -1528479.8253 | 4.3518 | -410391.531 | -160443.661 | 3.5143 | 3.7071 | 11.3808 | 0.83756 | -132.0112 | 1.7224 | -117.9824 | 62.0176 | 62.0176 | 0 | 0 | -9.6583 | -165.9711 | 3311.311 | 5.2356 | -247.758
64500 |  | 1.0018 | 0.060715 | 0.076083 | 0.18299 | -2.9586 | 4.2447 |  | 0.13295 | -1.5708 | 8.0863 | 1.4468 | 3.5229 | 1.283 | 0.9985 | -0.054778 | 0.97192 | -0.23754 | 1.505 | -116.3797 | 63.6203 |  | 1 | 8.0243 | -0.00018211 | 0.00075217 | 9773.3297 | -3695.7143 |  | 10000 | 548.3242 | 1 | 3.378 | 954.9832 | -2677.6177 |  | 0.024037 | -155.0388 | -572744.0191 | -1515333.7188 | 4.351 | -404439.4761 | -157466.9526 | 3.5129 | 3.7325 | 11.44 | 0.83814 | -131.9781 | 1.6387 | -118.0151 | 61.9849 | 61.9849 | 0 | 0 | -9.8013 | -166.037 | 3388.442 | 5.0528 | -247.756
65000 |  | 1.0019 | 0.061185 | 0.074849 | 0.1814 | -2.9602 | 4.2447 |  | 0.13193 | -1.5708 | 8.1481 | 1.4478 | 3.548 | 1.2851 | 0.99848 | -0.055201 | 0.9715 | -0.23931 | 1.42 | -116.3955 | 63.6045 |  | 1 | 8.0865 | -0.00018494 | 0.000758 | 9764.9143 | -3701.7771 |  | 10000 | 552.5747 | 1 | 3.4042 | 943.8003 | -2660.3056 |  | 0.023669 | -153.8462 | -569273.0307 | -1502382.0814 | 4.3502 | -398609.8987 | -154572.2248 | 3.5115 | 3.7579 | 11.4989 | 0.83867 | -131.9476 | 1.5558 | -118.0487 | 61.9513 | 61.9513 | 0 | 0 | -9.9431 | -166.1011 | 3467.369 | 4.9029 | -247.513
65500 |  | 1.0019 | 0.061654 | 0.073646 | 0.17984 | -2.9618 | 4.2447 |  | 0.13092 | -1.5708 | 8.2098 | 1.4487 | 3.5732 | 1.2871 | 0.99845 | -0.055625 | 0.97108 | -0.24108 | 1.3358 | -116.4122 | 63.5878 |  | 1 | 8.1487 | -0.0001878 | 0.00076383 | 9756.4484 | -3707.9521 |  | 10000 | 556.8253 | 1 | 3.4304 | 932.8457 | -2643.1913 |  | 0.023309 | -152.6718 | -565872.1304 | -1489620.5046 | 4.3493 | -392899.5707 | -151756.6571 | 3.5102 | 3.7833 | 11.5574 | 0.83916 | -131.9196 | 1.4738 | -118.0832 | 61.9168 | 61.9168 | 0 | 0 | -10.0836 | -166.1636 | 3548.134 | 4.6523 | -246.726
66000 |  | 1.0019 | 0.062123 | 0.072472 | 0.1783 | -2.9633 | 4.2447 |  | 0.12993 | -1.5708 | 8.2715 | 1.4496 | 3.5983 | 1.2892 | 0.99843 | -0.056049 | 0.97066 | -0.24285 | 1.2524 | -116.4296 | 63.5704 |  | 1 | 8.2109 | -0.00019068 | 0.00076967 | 9747.9326 | -3714.2355 |  | 10000 | 561.0759 | 1 | 3.4566 | 922.1136 | -2626.272 |  | 0.022957 | -151.5151 | -562539.1568 | -1477044.714 | 4.3485 | -387305.3662 | -149017.5445 | 3.5089 | 3.8087 | 11.6155 | 0.83961 | -131.894 | 1.3925 | -118.1186 | 61.8814 | 61.8814 | 0 | 0 | -10.223 | -166.2246 | 3630.781 | 4.4951 | -246.212
66500 |  | 1.002 | 0.062593 | 0.071326 | 0.1768 | -2.9648 | 4.2447 |  | 0.12895 | -1.5708 | 8.3333 | 1.4505 | 3.6235 | 1.2912 | 0.99841 | -0.056473 | 0.97023 | -0.24462 | 1.1697 | -116.4477 | 63.5523 |  | 1 | 8.2731 | -0.00019358 | 0.0007755 | 9739.367 | -3720.6236 |  | 10000 | 565.3265 | 1 | 3.4828 | 911.598 | -2609.5449 |  | 0.022613 | -150.3759 | -559272.0296 | -1464650.5637 | 4.3476 | -381824.2573 | -146352.2913 | 3.5076 | 3.8341 | 11.6732 | 0.84001 | -131.8709 | 1.3121 | -118.1548 | 61.8452 | 61.8452 | 0 | 0 | -10.3611 | -166.2839 | 3715.352 | 4.3437 | -245.97
67000 |  | 1.002 | 0.063062 | 0.070207 | 0.17532 | -2.9663 | 4.2447 |  | 0.12799 | -1.5708 | 8.395 | 1.4514 | 3.6487 | 1.2932 | 0.99838 | -0.056896 | 0.9698 | -0.24639 | 1.0879 | -116.4666 | 63.5334 |  | 1 | 8.3353 | -0.0001965 | 0.00078133 | 9730.7519 | -3727.113 |  | 10000 | 569.577 | 1 | 3.5089 | 901.2935 | -2593.0074 |  | 0.022277 | -149.2537 | -556068.7465 | -1452434.0319 | 4.3468 | -376453.3112 | -143758.4062 | 3.5064 | 3.8595 | 11.7305 | 0.84037 | -131.8501 | 1.2324 | -118.1919 | 61.8081 | 61.8081 | 0 | 0 | -10.4982 | -166.3418 | 3801.894 | 4.1437 | -245.169
67500 |  | 1.002 | 0.063532 | 0.069115 | 0.17386 | -2.9677 | 4.2447 |  | 0.12704 | -1.5708 | 8.4568 | 1.4523 | 3.6738 | 1.2951 | 0.99836 | -0.05732 | 0.96937 | -0.24815 | 1.0067 | -116.4862 | 63.5138 |  | 1 | 8.3975 | -0.00019944 | 0.00078716 | 9722.0878 | -3733.7002 |  | 10000 | 573.8276 | 1 | 3.5351 | 891.1944 | -2576.6567 |  | 0.021948 | -148.1481 | -552927.3792 | -1440391.216 | 4.3459 | -371189.6863 | -141233.498 | 3.5052 | 3.8849 | 11.7875 | 0.8407 | -131.8317 | 1.1534 | -118.2299 | 61.7701 | 61.7701 | 0 | 0 | -10.6341 | -166.3982 | 3890.451 | 3.9573 | -244.768
68000 |  | 1.0021 | 0.064001 | 0.068049 | 0.17244 | -2.9692 | 4.2447 |  | 0.12611 | -1.5708 | 8.5186 | 1.4531 | 3.699 | 1.2971 | 0.99833 | -0.057744 | 0.96893 | -0.24991 | 0.92634 | -116.5066 | 63.4934 |  | 1 | 8.4597 | -0.00020241 | 0.00079299 | 9713.3748 | -3740.3818 |  | 10000 | 578.0782 | 1 | 3.5613 | 881.2956 | -2560.4902 |  | 0.021626 | -147.0588 | -549846.0708 | -1428518.3282 | 4.345 | -366030.6292 | -138775.2701 | 3.504 | 3.9102 | 11.8441 | 0.84098 | -131.8155 | 1.0752 | -118.2687 | 61.7313 | 61.7313 | 0 | 0 | -10.7689 | -166.4531 | 3981.072 | 3.8981 | -244.315
68500 |  | 1.0021 | 0.06447 | 0.067007 | 0.17103 | -2.9706 | 4.2447 |  | 0.12518 | -1.5708 | 8.5804 | 1.454 | 3.7243 | 1.299 | 0.99831 | -0.058167 | 0.9685 | -0.25167 | 0.84666 | -116.5277 | 63.4723 |  | 1 | 8.5219 | -0.0002054 | 0.00079882 | 9704.6133 | -3747.1546 |  | 10000 | 582.3288 | 1 | 3.5875 | 871.5919 | -2544.5054 |  | 0.021312 | -145.9854 | -546823.0323 | -1416811.6916 | 4.3441 | -360973.4713 | -136381.5171 | 3.5028 | 3.9356 | 11.9003 | 0.84122 | -131.8016 | 0.99774 | -118.3083 | 61.6917 | 61.6917 | 0 | 0 | -10.9026 | -166.5067 | 4073.803 | 3.5601 | -244.142
69000 |  | 1.0021 | 0.06494 | 0.06599 | 0.16965 | -2.9719 | 4.2447 |  | 0.12428 | -1.5708 | 8.6421 | 1.4548 | 3.7495 | 1.3008 | 0.99828 | -0.058591 | 0.96806 | -0.25343 | 0.76767 | -116.5495 | 63.4505 |  | 1 | 8.5841 | -0.00020841 | 0.00080465 | 9695.8035 | -3754.0154 |  | 10000 | 586.5793 | 1 | 3.6137 | 862.0784 | -2528.6996 |  | 0.021004 | -144.9275 | -543856.5396 | -1405267.736 | 4.3431 | -356015.6264 | -134050.12 | 3.5017 | 3.961 | 11.9561 | 0.84143 | -131.7899 | 0.92097 | -118.3488 | 61.6512 | 61.6512 | 0 | 0 | -11.0352 | -166.5589 | 4168.694 | 3.4099 | -243.709
69500 |  | 1.0021 | 0.065409 | 0.064996 | 0.16829 | -2.9733 | 4.2447 |  | 0.12338 | -1.5708 | 8.7039 | 1.4557 | 3.7747 | 1.3027 | 0.99826 | -0.059014 | 0.96761 | -0.25519 | 0.68936 | -116.572 | 63.428 |  | 1 | 8.6463 | -0.00021144 | 0.00081048 | 9686.9459 | -3760.9612 |  | 10000 | 590.8299 | 1 | 3.6399 | 852.7502 | -2513.0703 |  | 0.020703 | -143.8849 | -540944.931 | -1393882.994 | 4.3422 | -351154.5868 | -131779.0425 | 3.5006 | 3.9864 | 12.0116 | 0.84159 | -131.7803 | 0.84489 | -118.3901 | 61.6099 | 61.6099 | 0 | 0 | -11.1667 | -166.6098 | 4265.795 | 3.2245 | -243.324
70000 |  | 1.0022 | 0.065878 | 0.064025 | 0.16696 | -2.9746 | 4.2447 |  | 0.1225 | -1.5708 | 8.7657 | 1.4565 | 3.8 | 1.3045 | 0.99823 | -0.059438 | 0.96717 | -0.25695 | 0.61173 | -116.5952 | 63.4048 |  | 1 | 8.7085 | -0.00021449 | 0.00081631 | 9678.0406 | -3767.9889 |  | 10000 | 595.0805 | 1 | 3.6661 | 843.6028 | -2497.6149 |  | 0.020408 | -142.8571 | -538086.6042 | -1382654.0974 | 4.3413 | -346387.9217 | -129566.3275 | 3.4995 | 4.0118 | 12.0668 | 0.84172 | -131.7728 | 0.76949 | -118.4322 | 61.5678 | 61.5678 | 0 | 0 | -11.2973 | -166.6594 | 4365.158 | 3.0778 | -242.172
70500 |  | 1.0022 | 0.066347 | 0.063075 | 0.16565 | -2.9759 | 4.2447 |  | 0.12163 | -1.5708 | 8.8275 | 1.4573 | 3.8253 | 1.3063 | 0.99821 | -0.059862 | 0.96672 | -0.2587 | 0.53476 | -116.6191 | 63.3809 |  | 1 | 8.7707 | -0.00021757 | 0.00082214 | 9669.088 | -3775.0957 |  | 10000 | 599.3311 | 1 | 3.6922 | 834.6316 | -2482.3311 |  | 0.02012 | -141.844 | -535280.0141 | -1371577.7737 | 4.3403 | -341713.2734 | -127410.093 | 3.4985 | 4.0372 | 12.1215 | 0.84182 | -131.7673 | 0.69476 | -118.4751 | 61.5249 | 61.5249 | 0 | 0 | -11.4268 | -166.7078 | 4466.836 | 2.9233 | -240.903
71000 |  | 1.0022 | 0.066816 | 0.062147 | 0.16435 | -2.9772 | 4.2447 |  | 0.12078 | -1.5708 | 8.8893 | 1.4581 | 3.8505 | 1.3081 | 0.99818 | -0.060285 | 0.96627 | -0.26046 | 0.45843 | -116.6436 | 63.3564 |  | 1 | 8.8329 | -0.00022066 | 0.00082797 | 9660.0885 | -3782.2787 |  | 10000 | 603.5816 | 1 | 3.7184 | 825.8322 | -2467.2163 |  | 0.019837 | -140.8451 | -532523.6702 | -1360650.8427 | 4.3393 | -337128.3555 | -125308.5297 | 3.4975 | 4.0625 | 12.176 | 0.84188 | -131.7639 | 0.62068 | -118.5188 | 61.4812 | 61.4812 | 0 | 0 | -11.5553 | -166.7549 | 4570.882 | 2.7267 | -241.252
71500 |  | 1.0023 | 0.067285 | 0.061239 | 0.16308 | -2.9785 | 4.2447 |  | 0.11993 | -1.5708 | 8.9511 | 1.4588 | 3.8758 | 1.3098 | 0.99816 | -0.060709 | 0.96582 | -0.26221 | 0.38273 | -116.6689 | 63.3311 |  | 1 | 8.8951 | -0.00022378 | 0.0008338 | 9651.0422 | -3789.5352 |  | 10000 | 607.8322 | 1 | 3.7446 | 817.2003 | -2452.2682 |  | 0.019561 | -139.8601 | -529816.1343 | -1349870.2131 | 4.3384 | -332630.9503 | -123259.8966 | 3.4965 | 4.0879 | 12.23 | 0.8419 | -131.7624 | 0.54724 | -118.5633 | 61.4367 | 61.4367 | 0 | 0 | -11.6828 | -166.8009 | 4677.351 | 2.5439 | -240.638
72000 |  | 1.0023 | 0.067755 | 0.060352 | 0.16183 | -2.9798 | 4.2447 |  | 0.1191 | -1.5708 | 9.013 | 1.4596 | 3.9011 | 1.3116 | 0.99813 | -0.061132 | 0.96537 | -0.26396 | 0.30765 | -116.6948 | 63.3052 |  | 1 | 8.9573 | -0.00022692 | 0.00083963 | 9641.9496 | -3796.8626 |  | 10000 | 612.0828 | 1 | 3.7708 | 808.7319 | -2437.4843 |  | 0.01929 | -138.8889 | -527156.0184 | -1339232.8799 | 4.3374 | -328218.9059 | -121262.5192 | 3.4955 | 4.1133 | 12.2838 | 0.8419 | -131.7629 | 0.47444 | -118.6086 | 61.3914 | 61.3914 | 0 | 0 | -11.8093 | -166.8457 | 4786.301 | 2.5307 | -240.031
72500 |  | 1.0023 | 0.068224 | 0.059484 | 0.1606 | -2.981 | 4.2447 |  | 0.11828 | -1.5708 | 9.0748 | 1.4604 | 3.9265 | 1.3133 | 0.99811 | -0.061555 | 0.96491 | -0.26571 | 0.23318 | -116.7213 | 63.2787 |  | 1 | 9.0195 | -0.00023009 | 0.00084547 | 9632.8109 | -3804.2581 |  | 10000 | 616.3334 | 1 | 3.797 | 800.423 | -2422.8624 |  | 0.019025 | -137.931 | -524541.9827 | -1328735.9208 | 4.3364 | -323890.1348 | -119314.7856 | 3.4945 | 4.1386 | 12.3371 | 0.84185 | -131.7653 | 0.40225 | -118.6546 | 61.3454 | 61.3454 | 0 | 0 | -11.9349 | -166.8893 | 4897.788 | 2.1796 | -239.481
73000 |  | 1.0024 | 0.068693 | 0.058634 | 0.15939 | -2.9822 | 4.2447 |  | 0.11747 | -1.5708 | 9.1366 | 1.4611 | 3.9518 | 1.315 | 0.99808 | -0.061979 | 0.96445 | -0.26745 | 0.15931 | -116.7485 | 63.2515 |  | 1 | 9.0817 | -0.00023327 | 0.0008513 | 9623.6264 | -3811.7193 |  | 10000 | 620.5839 | 1 | 3.8232 | 792.2696 | -2408.4001 |  | 0.018765 | -136.9863 | -521972.7336 | -1318376.4937 | 4.3354 | -319642.611 | -117415.1446 | 3.4936 | 4.164 | 12.3902 | 0.84178 | -131.7696 | 0.33067 | -118.7014 | 61.2986 | 61.2986 | 0 | 0 | -12.0595 | -166.9319 | 5011.872 | 2.0893 | -238.507
73500 |  | 1.0024 | 0.069162 | 0.057803 | 0.1582 | -2.9834 | 4.2447 |  | 0.11667 | -1.5708 | 9.1984 | 1.4619 | 3.9771 | 1.3166 | 0.99805 | -0.062402 | 0.96398 | -0.2692 | 0.086028 | -116.7764 | 63.2236 |  | 1 | 9.1439 | -0.00023648 | 0.00085713 | 9614.3965 | -3819.2438 |  | 10000 | 624.8345 | 1 | 3.8494 | 784.2681 | -2394.0951 |  | 0.018511 | -136.0544 | -519447.0215 | -1308151.8341 | 4.3344 | -315474.3679 | -115562.1023 | 3.4927 | 4.1893 | 12.4429 | 0.84167 | -131.7757 | 0.25969 | -118.749 | 61.251 | 61.251 | 0 | 0 | -12.1832 | -166.9733 | 5128.614 | 1.7955 | -237.881
74000 |  | 1.0024 | 0.069631 | 0.05699 | 0.15702 | -2.9846 | 4.2447 |  | 0.11588 | -1.5708 | 9.2603 | 1.4626 | 4.0025 | 1.3183 | 0.99803 | -0.062826 | 0.96352 | -0.27094 | 0.013318 | -116.8048 | 63.1952 |  | 1 | 9.2061 | -0.0002397 | 0.00086296 | 9605.1215 | -3826.829 |  | 10000 | 629.0851 | 1 | 3.8755 | 776.4147 | -2379.9451 |  | 0.018262 | -135.1351 | -516963.6396 | -1298059.2521 | 4.3334 | -311383.497 | -113754.2205 | 3.4918 | 4.2147 | 12.4953 | 0.84154 | -131.7836 | 0.18929 | -118.7973 | 61.2027 | 61.2027 | 0 | 0 | -12.306 | -167.0137 | 5248.075 | 1.6024 | -238.28
74500 |  | 1.0025 | 0.0701 | 0.056194 | 0.15587 | -2.9857 | 4.2447 |  | 0.1151 | -1.5708 | 9.3221 | 1.4633 | 4.0278 | 1.3199 | 0.998 | -0.063249 | 0.96305 | -0.27268 | -0.058826 | -116.8339 | 63.1661 |  | 1 | 9.2683 | -0.00024295 | 0.00086879 | 9595.8016 | -3834.4727 |  | 10000 | 633.3357 | 1 | 3.9017 | 768.7058 | -2365.9481 |  | 0.018017 | -134.2282 | -514521.4217 | -1288096.1303 | 4.3324 | -307368.145 | -111990.1135 | 3.491 | 4.24 | 12.5474 | 0.84137 | -131.7932 | 0.11946 | -118.8463 | 61.1537 | 61.1537 | 0 | 0 | -12.4279 | -167.0531 | 5370.318 | 1.4851 | -237.347
75000 |  | 1.0025 | 0.070568 | 0.055415 | 0.15473 | -2.9869 | 4.2447 |  | 0.11434 | -1.5708 | 9.384 | 1.464 | 4.0532 | 1.3215 | 0.99797 | -0.063672 | 0.96258 | -0.27442 | -0.13042 | -116.8636 | 63.1364 |  | 1 | 9.3305 | -0.00024623 | 0.00087462 | 9586.4373 | -3842.1726 |  | 10000 | 637.5862 | 1 | 3.9279 | 761.1382 | -2352.1018 |  | 0.017778 | -133.3333 | -512119.2407 | -1278259.9209 | 4.3313 | -303426.5126 | -110268.4464 | 3.4902 | 4.2653 | 12.5991 | 0.84117 | -131.8046 | 0.050195 | -118.8961 | 61.1039 | 61.1039 | 75000 | 61.1039 | -12.5489 | -167.0915 | 5495.409 | 1.3584 | -235.612
75500 |  | 1.0025 | 0.071037 | 0.054652 | 0.15361 | -2.988 | 4.2447 |  | 0.11358 | -1.5708 | 9.4458 | 1.4647 | 4.0786 | 1.3231 | 0.99795 | -0.064096 | 0.96211 | -0.27616 | -0.20146 | -116.8939 | 63.1061 |  | 1 | 9.3927 | -0.00024952 | 0.00088045 | 9577.0287 | -3849.9264 |  | 10000 | 641.8368 | 1 | 3.9541 | 753.7083 | -2338.4039 |  | 0.017543 | -132.4503 | -509756.0073 | -1268548.144 | 4.3303 | -299556.8523 | -108587.9328 | 3.4894 | 4.2907 | 12.6505 | 0.84094 | -131.8177 | -0.018516 | -118.9466 | 61.0534 | 61.0534 | 0 | 0 | -12.669 | -167.1289 | 5623.413 | 1.073 | -235.138
76000 |  | 1.0026 | 0.071506 | 0.053905 | 0.1525 | -2.9891 | 4.2447 |  | 0.11283 | -1.5708 | 9.5077 | 1.4654 | 4.104 | 1.3247 | 0.99792 | -0.064519 | 0.96163 | -0.2779 | -0.27197 | -116.9247 | 63.0753 |  | 1 | 9.4549 | -0.00025284 | 0.00088628 | 9567.5763 | -3857.732 |  | 10000 | 646.0874 | 1 | 3.9803 | 746.413 | -2324.8526 |  | 0.017313 | -131.5789 | -507430.6682 | -1258958.3847 | 4.3293 | -295757.4668 | -106947.3329 | 3.4886 | 4.316 | 12.7016 | 0.84068 | -131.8324 | -0.086685 | -118.9978 | 61.0022 | 61.0022 | 0 | 0 | -12.7883 | -167.1653 | 5754.399 | 0.86915 | -234.689
76500 |  | 1.0026 | 0.071975 | 0.053173 | 0.15141 | -2.9902 | 4.2447 |  | 0.11209 | -1.5708 | 9.5695 | 1.4661 | 4.1294 | 1.3262 | 0.99789 | -0.064942 | 0.96116 | -0.27963 | -0.34196 | -116.9562 | 63.0438 |  | 1 | 9.5171 | -0.00025617 | 0.00089211 | 9558.0803 | -3865.5874 |  | 10000 | 650.338 | 1 | 4.0065 | 739.249 | -2311.4455 |  | 0.017087 | -130.719 | -505142.2047 | -1249488.2915 | 4.3282 | -292026.7076 | -105345.4512 | 3.4878 | 4.3413 | 12.7523 | 0.8404 | -131.8488 | -0.15432 | -119.0497 | 60.9503 | 60.9503 | 0 | 0 | -12.9067 | -167.2009 | 5888.437 | 0.80324 | -233.954
77000 |  | 1.0026 | 0.072444 | 0.052457 | 0.15034 | -2.9913 | 4.2447 |  | 0.11137 | -1.5708 | 9.6314 | 1.4668 | 4.1548 | 1.3277 | 0.99786 | -0.065366 | 0.96068 | -0.28136 | -0.41143 | -116.9882 | 63.0118 |  | 1 | 9.5793 | -0.00025953 | 0.00089794 | 9548.541 | -3873.4903 |  | 10000 | 654.5885 | 1 | 4.0327 | 732.2134 | -2298.1808 |  | 0.016866 | -129.8701 | -502889.6318 | -1240135.5741 | 4.3271 | -288362.9729 | -103781.135 | 3.4871 | 4.3666 | 12.8028 | 0.84008 | -131.8668 | -0.22143 | -119.1023 | 60.8977 | 60.8977 | 0 | 0 | -13.0242 | -167.2354 | 6025.596 | 0.76993 | -234.147
77500 |  | 1.0027 | 0.072913 | 0.051755 | 0.14928 | -2.9923 | 4.2447 |  | 0.11065 | -1.5708 | 9.6933 | 1.4674 | 4.1802 | 1.3292 | 0.99784 | -0.065789 | 0.9602 | -0.2831 | -0.48039 | -117.0208 | 62.9792 |  | 1 | 9.6415 | -0.00026292 | 0.00090377 | 9538.9588 | -3881.4389 |  | 10000 | 658.8391 | 1 | 4.0588 | 725.3032 | -2285.0564 |  | 0.016649 | -129.0323 | -500671.9961 | -1230898.0012 | 4.3261 | -284764.7063 | -102253.2726 | 3.4863 | 4.3918 | 12.8529 | 0.83974 | -131.8864 | -0.28803 | -119.1555 | 60.8445 | 60.8445 | 0 | 0 | -13.141 | -167.2691 | 6165.95 | 0.46948 | -232.056
78000 |  | 1.0027 | 0.073381 | 0.051067 | 0.14824 | -2.9934 | 4.2447 |  | 0.10994 | -1.5708 | 9.7551 | 1.4681 | 4.2057 | 1.3307 | 0.99781 | -0.066212 | 0.95971 | -0.28483 | -0.54886 | -117.0539 | 62.9461 |  | 1 | 9.7038 | -0.00026632 | 0.0009096 | 9529.334 | -3889.4311 |  | 10000 | 663.0897 | 1 | 4.085 | 718.5154 | -2272.0702 |  | 0.016437 | -128.2051 | -498488.3755 | -1221773.3987 | 4.325 | -281230.3952 | -100760.7915 | 3.4856 | 4.4171 | 12.9028 | 0.83937 | -131.9075 | -0.35412 | -119.2095 | 60.7905 | 60.7905 | 0 | 0 | -13.2569 | -167.302 | 6309.573 | 0.36985 | -231.369
78500 |  | 1.0027 | 0.07385 | 0.050393 | 0.14721 | -2.9944 | 4.2447 |  | 0.10924 | -1.5708 | 9.817 | 1.4688 | 4.2311 | 1.3322 | 0.99778 | -0.066635 | 0.95922 | -0.28655 | -0.61683 | -117.0876 | 62.9124 |  | 1 | 9.766 | -0.00026974 | 0.00091543 | 9519.6669 | -3897.4651 |  | 10000 | 667.3403 | 1 | 4.1112 | 711.8472 | -2259.2204 |  | 0.016228 | -127.3885 | -496337.8774 | -1212759.6483 | 4.3239 | -277758.5697 | -99302.6569 | 3.4849 | 4.4424 | 12.9523 | 0.83898 | -131.9302 | -0.41971 | -119.2641 | 60.7359 | 60.7359 | 0 | 0 | -13.372 | -167.3339 | 6456.542 | 0.12768 | -230.779
79000 |  | 1.0028 | 0.074319 | 0.049732 | 0.1462 | -2.9954 | 4.2447 |  | 0.10855 | -1.5708 | 9.8789 | 1.4694 | 4.2565 | 1.3336 | 0.99775 | -0.067058 | 0.95873 | -0.28828 | -0.68432 | -117.1218 | 62.8782 |  | 1 | 9.8282 | -0.00027319 | 0.00092127 | 9509.9578 | -3905.539 |  | 10000 | 671.5908 | 1 | 4.1374 | 705.2959 | -2246.5049 |  | 0.016023 | -126.5823 | -494219.6375 | -1203854.6851 | 4.3228 | -274347.8007 | -97877.87 | 3.4843 | 4.4676 | 13.0015 | 0.83856 | -131.9543 | -0.48481 | -119.3194 | 60.6806 | 60.6806 | 0 | 0 | -13.4864 | -167.3651 | 6606.934 | 0.036938 | -229.609
79500 |  | 1.0028 | 0.074787 | 0.049084 | 0.1452 | -2.9964 | 4.2447 |  | 0.10786 | -1.5708 | 9.9408 | 1.47 | 4.282 | 1.3351 | 0.99772 | -0.067482 | 0.95824 | -0.29 | -0.75135 | -117.1565 | 62.8435 |  | 1 | 9.8904 | -0.00027666 | 0.0009271 | 9500.207 | -3913.651 |  | 10000 | 675.8414 | 1 | 4.1636 | 698.8588 | -2233.922 |  | 0.015822 | -125.7862 | -492132.8194 | -1195056.4961 | 4.3217 | -270996.6989 | -96485.4669 | 3.4836 | 4.4929 | 13.0505 | 0.83811 | -131.9799 | -0.54943 | -119.3753 | 60.6247 | 60.6247 | 0 | 0 | -13.5999 | -167.3954 | 6760.83 | -0.049019 | -229.1
80000 |  | 1.0028 | 0.075256 | 0.048449 | 0.14422 | -2.9974 | 4.2447 |  | 0.10719 | -1.5708 | 10.0027 | 1.4707 | 4.3075 | 1.3365 | 0.9977 | -0.067905 | 0.95775 | -0.29173 | -0.8179 | -117.1918 | 62.8082 |  | 1 | 9.9526 | -0.00028015 | 0.00093293 | 9490.4149 | -3921.7993 |  | 10000 | 680.092 | 1 | 4.1898 | 692.5334 | -2221.4697 |  | 0.015625 | -125 | -490076.6128 | -1186363.119 | 4.3206 | -267703.9136 | -95124.5166 | 3.483 | 4.5181 | 13.0991 | 0.83764 | -132.007 | -0.61358 | -119.4319 | 60.5681 | 60.5681 | 0 | 0 | -13.7127 | -167.4249 | 6918.31 | -0.21798 | -228.376
80500 |  | 1.0029 | 0.075724 | 0.047827 | 0.14325 | -2.9983 | 4.2447 |  | 0.10652 | -1.5708 | 10.0646 | 1.4713 | 4.3329 | 1.3379 | 0.99767 | -0.068328 | 0.95725 | -0.29345 | -0.884 | -117.2276 | 62.7724 |  | 1 | 10.0148 | -0.00028366 | 0.00093876 | 9480.5817 | -3929.9821 |  | 10000 | 684.3426 | 1 | 4.216 | 686.3171 | -2209.1462 |  | 0.015432 | -124.2236 | -488050.2331 | -1177772.64 | 4.3195 | -264468.1311 | -93794.1206 | 3.4824 | 4.5433 | 13.1475 | 0.83714 | -132.0355 | -0.67727 | -119.4891 | 60.5109 | 60.5109 | 0 | 0 | -13.8247 | -167.4536 | 7079.458 | -0.38401 | -227.044
81000 |  | 1.0029 | 0.076193 | 0.047216 | 0.14229 | -2.9993 | 4.2447 |  | 0.10587 | -1.5708 | 10.1265 | 1.4719 | 4.3584 | 1.3393 | 0.99764 | -0.068751 | 0.95675 | -0.29517 | -0.94965 | -117.2639 | 62.7361 |  | 1 | 10.077 | -0.0002872 | 0.00094459 | 9470.7078 | -3938.1979 |  | 10000 | 688.5931 | 1 | 4.2422 | 680.2075 | -2196.9497 |  | 0.015242 | -123.4568 | -486052.92 | -1169283.1928 | 4.3184 | -261288.0738 | -92493.4105 | 3.4818 | 4.5685 | 13.1955 | 0.83662 | -132.0654 | -0.7405 | -119.547 | 60.453 | 60.453 | 0 | 0 | -13.936 | -167.4816 | 7244.36 | -0.57486 | -226.239
81500 |  | 1.0029 | 0.076661 | 0.046618 | 0.14135 | -3.0002 | 4.2447 |  | 0.10522 | -1.5708 | 10.1884 | 1.4725 | 4.3839 | 1.3407 | 0.99761 | -0.069174 | 0.95625 | -0.29688 | -1.0149 | -117.3006 | 62.6994 |  | 1 | 10.1392 | -0.00029076 | 0.00095042 | 9460.7935 | -3946.445 |  | 10000 | 692.8437 | 1 | 4.2683 | 674.2022 | -2184.8785 |  | 0.015055 | -122.6994 | -484083.937 | -1160892.9567 | 4.3173 | -258162.4988 | -91221.5478 | 3.4812 | 4.5937 | 13.2433 | 0.83607 | -132.0966 | -0.80328 | -119.6054 | 60.3946 | 60.3946 | 0 | 0 | -14.0465 | -167.5088 | 7413.102 | -0.7333 | -225.834
82000 |  | 1.003 | 0.07713 | 0.04603 | 0.14042 | -3.0012 | 4.2447 |  | 0.10458 | -1.5708 | 10.2503 | 1.4731 | 4.4094 | 1.342 | 0.99758 | -0.069597 | 0.95575 | -0.2986 | -1.0796 | -117.3379 | 62.6621 |  | 1 | 10.2014 | -0.00029433 | 0.00095625 | 9450.8391 | -3954.7217 |  | 10000 | 697.0943 | 1 | 4.2945 | 668.2988 | -2172.9307 |  | 0.014872 | -121.9512 | -482142.5704 | -1152600.1558 | 4.3162 | -255090.1972 | -89977.7222 | 3.4807 | 4.6189 | 13.2907 | 0.8355 | -132.1292 | -0.86561 | -119.6645 | 60.3355 | 60.3355 | 0 | 0 | -14.1563 | -167.5353 | 7585.776 | -0.8709 | -224.429
82500 |  | 1.003 | 0.077598 | 0.045454 | 0.1395 | -3.0021 | 4.2447 |  | 0.10394 | -1.5708 | 10.3122 | 1.4737 | 4.4349 | 1.3434 | 0.99755 | -0.07002 | 0.95524 | -0.30031 | -1.144 | -117.3756 | 62.6244 |  | 1 | 10.2636 | -0.00029793 | 0.00096208 | 9440.845 | -3963.0265 |  | 10000 | 701.3449 | 1 | 4.3207 | 662.4953 | -2161.1046 |  | 0.014692 | -121.2121 | -480228.1282 | -1144403.0568 | 4.3151 | -252069.9926 | -88761.1506 | 3.4802 | 4.644 | 13.3379 | 0.83491 | -132.1631 | -0.92752 | -119.7242 | 60.2758 | 60.2758 | 0 | 0 | -14.2654 | -167.5611 | 7762.471 | -1.0349 | -223.255
83000 |  | 1.0031 | 0.078067 | 0.044889 | 0.1386 | -3.003 | 4.2447 |  | 0.10332 | -1.5708 | 10.3741 | 1.4743 | 4.4604 | 1.3447 | 0.99752 | -0.070443 | 0.95474 | -0.30202 | -1.2079 | -117.4138 | 62.5862 |  | 1 | 10.3258 | -0.00030156 | 0.00096791 | 9430.8114 | -3971.3578 |  | 10000 | 705.5954 | 1 | 4.3469 | 656.7892 | -2149.3986 |  | 0.014516 | -120.4819 | -478339.9397 | -1136299.9685 | 4.3139 | -249100.7403 | -87571.076 | 3.4796 | 4.6692 | 13.3848 | 0.8343 | -132.1983 | -0.98899 | -119.7845 | 60.2155 | 60.2155 | 0 | 0 | -14.3738 | -167.5861 | 7943.282 | -1.2308 | -223.135
83500 |  | 1.0031 | 0.078535 | 0.044334 | 0.1377 | -3.0039 | 4.2447 |  | 0.1027 | -1.5708 | 10.436 | 1.4748 | 4.486 | 1.346 | 0.99749 | -0.070866 | 0.95423 | -0.30373 | -1.2714 | -117.4525 | 62.5475 |  | 1 | 10.388 | -0.0003052 | 0.00097374 | 9420.7387 | -3979.7142 |  | 10000 | 709.846 | 1 | 4.3731 | 651.1785 | -2137.8109 |  | 0.014343 | -119.7605 | -476477.3546 | -1128289.2404 | 4.3128 | -246181.3263 | -86406.7665 | 3.4791 | 4.6943 | 13.4315 | 0.83366 | -132.2348 | -1.05 | -119.8453 | 60.1547 | 60.1547 | 0 | 0 | -14.4815 | -167.6105 | 8128.305 | -1.3526 | -221.982
84000 |  | 1.0031 | 0.079003 | 0.04379 | 0.13682 | -3.0048 | 4.2447 |  | 0.10209 | -1.5708 | 10.4979 | 1.4754 | 4.5115 | 1.3473 | 0.99746 | -0.071289 | 0.95371 | -0.30544 | -1.3345 | -117.4916 | 62.5084 |  | 1 | 10.4502 | -0.00030887 | 0.00097957 | 9410.6272 | -3988.0942 |  | 10000 | 714.0966 | 1 | 4.3993 | 645.6612 | -2126.34 |  | 0.014172 | -119.0476 | -474639.7421 | -1120369.2608 | 4.3117 | -243310.6662 | -85267.5146 | 3.4787 | 4.7194 | 13.4778 | 0.833 | -132.2726 | -1.1107 | -119.9068 | 60.0932 | 60.0932 | 0 | 0 | -14.5885 | -167.6342 | 8317.638 | -1.2955 | -220.932
84500 |  | 1.0032 | 0.079472 | 0.043255 | 0.13595 | -3.0056 | 4.2447 |  | 0.10148 | -1.5708 | 10.5599 | 1.476 | 4.537 | 1.3486 | 0.99743 | -0.071712 | 0.9532 | -0.30715 | -1.3972 | -117.5312 | 62.4688 |  | 1 | 10.5124 | -0.00031255 | 0.0009854 | 9400.4771 | -3996.4964 |  | 10000 | 718.3472 | 1 | 4.4255 | 640.2352 | -2114.9842 |  | 0.014005 | -118.3432 | -472826.4907 | -1112538.4566 | 4.3105 | -240487.7044 | -84152.6359 | 3.4782 | 4.7445 | 13.5239 | 0.83232 | -132.3116 | -1.1709 | -119.9688 | 60.0312 | 60.0312 | 0 | 0 | -14.6948 | -167.6572 | 8511.38 | -1.5137 | -219.996
85000 |  | 1.0032 | 0.07994 | 0.042731 | 0.13509 | -3.0065 | 4.2447 |  | 0.10088 | -1.5708 | 10.6218 | 1.4765 | 4.5626 | 1.3498 | 0.9974 | -0.072134 | 0.95268 | -0.30885 | -1.4595 | -117.5712 | 62.4288 |  | 1 | 10.5746 | -0.00031626 | 0.00099124 | 9390.2889 | -4004.9194 |  | 10000 | 722.5977 | 1 | 4.4516 | 634.8985 | -2103.7419 |  | 0.013841 | -117.6471 | -471037.0068 | -1104795.2917 | 4.3094 | -237711.4132 | -83061.4683 | 3.4778 | 4.7696 | 13.5697 | 0.83162 | -132.3518 | -1.2307 | -120.0314 | 59.9686 | 59.9686 | 0 | 0 | -14.8004 | -167.6796 | 8709.636 | -1.6209 | -218.722
85500 |  | 1.0032 | 0.080408 | 0.042216 | 0.13424 | -3.0073 | 4.2447 |  | 0.10029 | -1.5708 | 10.6837 | 1.4771 | 4.5881 | 1.3511 | 0.99737 | -0.072557 | 0.95216 | -0.31055 | -1.5214 | -117.6117 | 62.3883 |  | 1 | 10.6368 | -0.00032 | 0.00099707 | 9380.0629 | -4013.3617 |  | 10000 | 726.8483 | 1 | 4.4778 | 629.6493 | -2092.6116 |  | 0.013679 | -116.9591 | -469270.7146 | -1097138.2656 | 4.3082 | -234980.7919 | -81993.3715 | 3.4773 | 4.7947 | 13.6152 | 0.83089 | -132.3932 | -1.2902 | -120.0946 | 59.9054 | 59.9054 | 0 | 0 | -14.9054 | -167.7014 | 8912.509 | -1.6954 | -217.619
86000 |  | 1.0033 | 0.080876 | 0.04171 | 0.13341 | -3.0082 | 4.2447 |  | 0.099711 | -1.5708 | 10.7456 | 1.4776 | 4.6137 | 1.3523 | 0.99734 | -0.07298 | 0.95164 | -0.31225 | -1.5829 | -117.6525 | 62.3475 |  | 1 | 10.699 | -0.00032375 | 0.0010029 | 9369.7993 | -4021.8222 |  | 10000 | 731.0989 | 1 | 4.504 | 624.4856 | -2081.5917 |  | 0.013521 | -116.2791 | -467527.0555 | -1089565.9131 | 4.3071 | -232294.8661 | -80947.7255 | 3.4769 | 4.8198 | 13.6605 | 0.83015 | -132.4358 | -1.3492 | -120.1583 | 59.8417 | 59.8417 | 0 | 0 | -15.0097 | -167.7225 | 9120.108 | -1.765 | -216.501
86500 |  | 1.0033 | 0.081344 | 0.041214 | 0.13258 | -3.009 | 4.2447 |  | 0.099135 | -1.5708 | 10.8076 | 1.4781 | 4.6393 | 1.3535 | 0.99731 | -0.073403 | 0.95112 | -0.31395 | -1.6441 | -117.6938 | 62.3062 |  | 1 | 10.7612 | -0.00032753 | 0.0010087 | 9359.4985 | -4030.2995 |  | 10000 | 735.3494 | 1 | 4.5302 | 619.4056 | -2070.6808 |  | 0.013365 | -115.6069 | -465805.4871 | -1082076.8027 | 4.3059 | -229652.6866 | -79923.9307 | 3.4765 | 4.8448 | 13.7055 | 0.82939 | -132.4796 | -1.4079 | -120.2226 | 59.7774 | 59.7774 | 0 | 0 | -15.1134 | -167.743 | 9332.543 | -1.992 | -215.836
87000 |  | 1.0034 | 0.081813 | 0.040726 | 0.13176 | -3.0098 | 4.2447 |  | 0.098565 | -1.5708 | 10.8695 | 1.4787 | 4.6648 | 1.3547 | 0.99728 | -0.073826 | 0.95059 | -0.31565 | -1.7048 | -117.7355 | 62.2645 |  | 1 | 10.8234 | -0.00033132 | 0.0010146 | 9349.1609 | -4038.7924 |  | 10000 | 739.6 | 1 | 4.5564 | 614.4076 | -2059.8772 |  | 0.013212 | -114.9425 | -464105.483 | -1074669.5358 | 4.3047 | -227053.3289 | -78921.4063 | 3.4761 | 4.8698 | 13.7503 | 0.8286 | -132.5245 | -1.4662 | -120.2874 | 59.7126 | 59.7126 | 0 | 0 | -15.2164 | -167.763 | 9549.926 | -2.1278 | -215.499
87500 |  | 1.0034 | 0.082281 | 0.040248 | 0.13096 | -3.0106 | 4.2447 |  | 0.098002 | -1.5708 | 10.9315 | 1.4792 | 4.6904 | 1.3559 | 0.99724 | -0.074248 | 0.95007 | -0.31734 | -1.7653 | -117.7776 | 62.2224 |  | 1 | 10.8856 | -0.00033514 | 0.0010204 | 9338.7866 | -4047.2995 |  | 10000 | 743.8506 | 1 | 4.5826 | 609.4899 | -2049.1796 |  | 0.013061 | -114.2857 | -462426.5322 | -1067342.7457 | 4.3036 | -224495.8923 | -77939.5902 | 3.4757 | 4.8948 | 13.7948 | 0.8278 | -132.5705 | -1.5241 | -120.3527 | 59.6473 | 59.6473 | 0 | 0 | -15.3188 | -167.7823 | 9772.372 | -1.9944 | -212.987
88000 |  | 1.0034 | 0.082749 | 0.039777 | 0.13016 | -3.0114 | 4.2447 |  | 0.097445 | -1.5708 | 10.9934 | 1.4797 | 4.716 | 1.3571 | 0.99721 | -0.074671 | 0.94954 | -0.31904 | -1.8253 | -117.8201 | 62.1799 |  | 1 | 10.9478 | -0.00033898 | 0.0010262 | 9328.3761 | -4055.8197 |  | 10000 | 748.1012 | 1 | 4.6088 | 604.6507 | -2038.5866 |  | 0.012913 | -113.6364 | -460768.1385 | -1060095.0971 | 4.3024 | -221979.4994 | -76977.938 | 3.4754 | 4.9198 | 13.839 | 0.82698 | -132.6176 | -1.5816 | -120.4186 | 59.5814 | 59.5814 | 0 | 0 | -15.4206 | -167.801 | 10000 | -2.221 | -213.047
88500 |  | 1.0035 | 0.083217 | 0.039315 | 0.12938 | -3.0122 | 4.2447 |  | 0.096894 | -1.5708 | 11.0553 | 1.4802 | 4.7416 | 1.3583 | 0.99718 | -0.075094 | 0.94901 | -0.32073 | -1.885 | -117.863 | 62.137 |  | 1 | 11.01 | -0.00034285 | 0.0010321 | 9317.9296 | -4064.3518 |  | 10000 | 752.3517 | 1 | 4.6349 | 599.8884 | -2028.0966 |  | 0.012768 | -112.9943 | -459129.8198 | -1052925.2845 | 4.3012 | -219503.2951 | -76035.9226 | 3.4751 | 4.9448 | 13.883 | 0.82614 | -132.6658 | -1.6388 | -120.485 | 59.515 | 59.515 | 0 | 0 | -15.5218 | -167.8192 | 10232.93 | -2.4867 | -211.715
89000 |  | 1.0035 | 0.083685 | 0.038861 | 0.1286 | -3.013 | 4.2447 |  | 0.09635 | -1.5708 | 11.1173 | 1.4807 | 4.7672 | 1.3595 | 0.99715 | -0.075516 | 0.94847 | -0.32242 | -1.9443 | -117.9063 | 62.0937 |  | 1 | 11.0722 | -0.00034673 | 0.0010379 | 9307.4476 | -4072.8947 |  | 10000 | 756.6023 | 1 | 4.6611 | 595.2014 | -2017.7083 |  | 0.012625 | -112.3595 | -457511.1081 | -1045832.0319 | 4.3 | -217066.4461 | -75113.0332 | 3.4747 | 4.9697 | 13.9267 | 0.82528 | -132.715 | -1.6956 | -120.5519 | 59.4481 | 59.4481 | 0 | 0 | -15.6223 | -167.8369 | 10471.285 | -2.3517 | -211.891
89500 |  | 1.0036 | 0.084153 | 0.038415 | 0.12784 | -3.0138 | 4.2447 |  | 0.095812 | -1.5708 | 11.1792 | 1.4812 | 4.7928 | 1.3606 | 0.99712 | -0.075939 | 0.94794 | -0.32411 | -2.0033 | -117.95 | 62.05 |  | 1 | 11.1344 | -0.00035064 | 0.0010437 | 9296.9302 | -4081.4472 |  | 10000 | 760.8529 | 1 | 4.6873 | 590.5883 | -2007.4204 |  | 0.012484 | -111.7318 | -455911.5487 | -1038814.0918 | 4.2988 | -214668.1402 | -74208.7751 | 3.4744 | 4.9947 | 13.9702 | 0.8244 | -132.7654 | -1.7521 | -120.6193 | 59.3807 | 59.3807 | 0 | 0 | -15.7223 | -167.854 | 10715.193 | -2.5137 | -209.68
90000 |  | 1.0036 | 0.08462 | 0.037977 | 0.12708 | -3.0145 | 4.2447 |  | 0.09528 | -1.5708 | 11.2412 | 1.4817 | 4.8184 | 1.3617 | 0.99709 | -0.076362 | 0.9474 | -0.32579 | -2.062 | -117.994 | 62.006 |  | 1 | 11.1966 | -0.00035457 | 0.0010495 | 9286.3779 | -4090.0082 |  | 10000 | 765.1035 | 1 | 4.7135 | 586.0474 | -1997.2314 |  | 0.012346 | -111.1111 | -454330.6997 | -1031870.2443 | 4.2976 | -212307.5859 | -73322.6689 | 3.4741 | 5.0196 | 14.0134 | 0.8235 | -132.8167 | -1.8083 | -120.6873 | 59.3127 | 59.3127 | 0 | 0 | -15.8216 | -167.8706 | 10964.782 | -2.5044 | -209.525
90500 |  | 1.0036 | 0.085088 | 0.037546 | 0.12633 | -3.0153 | 4.2447 |  | 0.094753 | -1.5708 | 11.3032 | 1.4822 | 4.844 | 1.3629 | 0.99705 | -0.076784 | 0.94686 | -0.32748 | -2.1203 | -118.0384 | 61.9616 |  | 1 | 11.2588 | -0.00035852 | 0.0010554 | 9275.7909 | -4098.5766 |  | 10000 | 769.354 | 1 | 4.7397 | 581.5772 | -1987.1401 |  | 0.01221 | -110.4972 | -452768.1318 | -1024999.2966 | 4.2964 | -209984.0113 | -72454.2499 | 3.4738 | 5.0445 | 14.0563 | 0.82259 | -132.8691 | -1.8641 | -120.7557 | 59.2443 | 59.2443 | 0 | 0 | -15.9204 | -167.8866 | 11220.185 | -2.7487 | -207.815
91000 |  | 1.0037 | 0.085556 | 0.037122 | 0.12559 | -3.016 | 4.2447 |  | 0.094233 | -1.5708 | 11.3651 | 1.4827 | 4.8697 | 1.364 | 0.99702 | -0.077207 | 0.94632 | -0.32916 | -2.1783 | -118.0831 | 61.9169 |  | 1 | 11.321 | -0.00036249 | 0.0010612 | 9265.1695 | -4107.1514 |  | 10000 | 773.6046 | 1 | 4.7659 | 577.1764 | -1977.1452 |  | 0.012076 | -109.8901 | -451223.4279 | -1018200.082 | 4.2952 | -207696.6639 | -71603.0679 | 3.4736 | 5.0694 | 14.0991 | 0.82166 | -132.9225 | -1.9195 | -120.8246 | 59.1754 | 59.1754 | 0 | 0 | -16.0186 | -167.9021 | 11481.536 | -2.8692 | -207.916
91500 |  | 1.0037 | 0.086024 | 0.036706 | 0.12486 | -3.0167 | 4.2447 |  | 0.093718 | -1.5708 | 11.4271 | 1.4832 | 4.8953 | 1.3651 | 0.99699 | -0.077629 | 0.94577 | -0.33084 | -2.236 | -118.1282 | 61.8718 |  | 1 | 11.3832 | -0.00036648 | 0.001067 | 9254.5142 | -4115.7315 |  | 10000 | 777.8552 | 1 | 4.7921 | 572.8436 | -1967.2453 |  | 0.011944 | -109.2896 | -449696.1823 | -1011471.4595 | 4.294 | -205444.81 | -70768.6861 | 3.4733 | 5.0942 | 14.1416 | 0.82071 | -132.9768 | -1.9747 | -120.894 | 59.106 | 59.106 | 0 | 0 | -16.1162 | -167.9172 | 11748.976 | -3.0396 | -206.257
92000 |  | 1.0038 | 0.086492 | 0.036296 | 0.12414 | -3.0175 | 4.2447 |  | 0.093208 | -1.5708 | 11.4891 | 1.4836 | 4.9209 | 1.3662 | 0.99696 | -0.078052 | 0.94522 | -0.33251 | -2.2933 | -118.1737 | 61.8263 |  | 1 | 11.4455 | -0.0003705 | 0.0010729 | 9243.8251 | -4124.316 |  | 10000 | 782.1058 | 1 | 4.8182 | 568.5773 | -1957.4392 |  | 0.011815 | -108.6957 | -448186.0008 | -1004812.3125 | 4.2928 | -203227.7341 | -69950.6814 | 3.4731 | 5.1191 | 14.1838 | 0.81974 | -133.0321 | -2.0295 | -120.9638 | 59.0362 | 59.0362 | 0 | 0 | -16.2133 | -167.9317 | 12022.644 | -3.2098 | -205.796
92500 |  | 1.0038 | 0.086959 | 0.035894 | 0.12343 | -3.0182 | 4.2447 |  | 0.092704 | -1.5708 | 11.551 | 1.4841 | 4.9466 | 1.3672 | 0.99692 | -0.078474 | 0.94468 | -0.33419 | -2.3504 | -118.2194 | 61.7806 |  | 1 | 11.5077 | -0.00037454 | 0.0010787 | 9233.1026 | -4132.9038 |  | 10000 | 786.3563 | 1 | 4.8444 | 564.3762 | -1947.7256 |  | 0.011687 | -108.1081 | -446692.5002 | -998221.5488 | 4.2916 | -201044.7383 | -69148.643 | 3.4729 | 5.1439 | 14.2258 | 0.81876 | -133.0884 | -2.0839 | -121.0342 | 58.9658 | 58.9658 | 0 | 0 | -16.3098 | -167.9457 | 12302.688 | -3.236 | -205.58
93000 |  | 1.0038 | 0.087427 | 0.035498 | 0.12272 | -3.0189 | 4.2447 |  | 0.092206 | -1.5708 | 11.613 | 1.4846 | 4.9722 | 1.3683 | 0.99689 | -0.078897 | 0.94413 | -0.33586 | -2.4071 | -118.2656 | 61.7344 |  | 1 | 11.5699 | -0.0003786 | 0.0010845 | 9222.3471 | -4141.4941 |  | 10000 | 790.6069 | 1 | 4.8706 | 560.2391 | -1938.1034 |  | 0.011562 | -107.5269 | -445215.3078 | -991698.0996 | 4.2904 | -198895.1419 | -68362.173 | 3.4727 | 5.1687 | 14.2676 | 0.81776 | -133.1457 | -2.1381 | -121.105 | 58.895 | 58.895 | 0 | 0 | -16.4057 | -167.9593 | 12589.254 | -3.6465 | -203.78
93500 |  | 1.0039 | 0.087895 | 0.035109 | 0.12203 | -3.0196 | 4.2447 |  | 0.091713 | -1.5708 | 11.675 | 1.485 | 4.9979 | 1.3694 | 0.99686 | -0.079319 | 0.94357 | -0.33754 | -2.4635 | -118.312 | 61.688 |  | 1 | 11.6321 | -0.00038268 | 0.0010904 | 9211.5588 | -4150.0857 |  | 10000 | 794.8575 | 1 | 4.8968 | 556.1646 | -1928.5713 |  | 0.011439 | -106.9519 | -443754.061 | -985240.919 | 4.2892 | -196778.2807 | -67590.8849 | 3.4725 | 5.1934 | 14.3091 | 0.81675 | -133.2038 | -2.192 | -121.1762 | 58.8238 | 58.8238 | 0 | 0 | -16.5011 | -167.9724 | 12882.496 | -3.6235 | -201.719
94000 |  | 1.0039 | 0.088362 | 0.034726 | 0.12134 | -3.0203 | 4.2447 |  | 0.091225 | -1.5708 | 11.7369 | 1.4855 | 5.0235 | 1.3704 | 0.99682 | -0.079741 | 0.94302 | -0.33921 | -2.5196 | -118.3588 | 61.6412 |  | 1 | 11.6943 | -0.00038678 | 0.0010962 | 9200.7381 | -4158.6779 |  | 10000 | 799.1081 | 1 | 4.923 | 552.1515 | -1919.1281 |  | 0.011317 | -106.383 | -442308.4074 | -978848.9832 | 4.288 | -194693.5068 | -66834.4041 | 3.4723 | 5.2182 | 14.3504 | 0.81572 | -133.2629 | -2.2455 | -121.248 | 58.752 | 58.752 | 0 | 0 | -16.5959 | -167.9851 | 13182.567 | -4.1133 | -198.276
94500 |  | 1.004 | 0.08883 | 0.03435 | 0.12066 | -3.0209 | 4.2447 |  | 0.090742 | -1.5708 | 11.7989 | 1.4859 | 5.0492 | 1.3714 | 0.99679 | -0.080164 | 0.94246 | -0.34087 | -2.5754 | -118.4058 | 61.5942 |  | 1 | 11.7565 | -0.00039091 | 0.001102 | 9189.8853 | -4167.2697 |  | 10000 | 803.3586 | 1 | 4.9492 | 548.1986 | -1909.7727 |  | 0.011198 | -105.8201 | -440878.004 | -972521.2901 | 4.2868 | -192640.1882 | -66092.367 | 3.4721 | 5.2429 | 14.3915 | 0.81467 | -133.3229 | -2.2988 | -121.3201 | 58.6799 | 58.6799 | 0 | 0 | -16.6903 | -167.9972 | 13489.629 | -3.878 | -197.578
95000 |  | 1.004 | 0.089297 | 0.03398 | 0.11999 | -3.0216 | 4.2447 |  | 0.090265 | -1.5708 | 11.8609 | 1.4864 | 5.0749 | 1.3724 | 0.99675 | -0.080586 | 0.9419 | -0.34254 | -2.6309 | -118.4532 | 61.5468 |  | 1 | 11.8187 | -0.00039506 | 0.0011079 | 9179.0007 | -4175.8602 |  | 10000 | 807.6092 | 1 | 4.9754 | 544.3047 | -1900.5039 |  | 0.01108 | -105.2632 | -439462.5173 | -966256.8588 | 4.2855 | -190617.7077 | -65364.4206 | 3.4719 | 5.2676 | 14.4323 | 0.81361 | -133.3838 | -2.3517 | -121.3927 | 58.6073 | 58.6073 | 0 | 0 | -16.784 | -168.009 | 13803.843 | -4.0307 | -195.646
95500 |  | 1.004 | 0.089765 | 0.033615 | 0.11932 | -3.0223 | 4.2447 |  | 0.089792 | -1.5708 | 11.9229 | 1.4868 | 5.1005 | 1.3735 | 0.99672 | -0.081008 | 0.94134 | -0.3442 | -2.6861 | -118.5009 | 61.4991 |  | 1 | 11.8809 | -0.00039923 | 0.0011137 | 9168.0846 | -4184.4485 |  | 10000 | 811.8598 | 1 | 5.0015 | 540.4687 | -1891.3206 |  | 0.010965 | -104.712 | -438061.6225 | -960054.7286 | 4.2843 | -188625.4633 | -64650.2223 | 3.4718 | 5.2923 | 14.4729 | 0.81253 | -133.4455 | -2.4044 | -121.4658 | 58.5342 | 58.5342 | 0 | 0 | -16.8773 | -168.0203 | 14125.375 | -4.0179 | -192.582
96000 |  | 1.0041 | 0.090232 | 0.033257 | 0.11866 | -3.0229 | 4.2447 |  | 0.089325 | -1.5708 | 11.9849 | 1.4873 | 5.1262 | 1.3745 | 0.99669 | -0.081431 | 0.94078 | -0.34587 | -2.7411 | -118.5489 | 61.4511 |  | 1 | 11.9431 | -0.00040342 | 0.0011195 | 9157.1373 | -4193.034 |  | 10000 | 816.1104 | 1 | 5.0277 | 536.6894 | -1882.2216 |  | 0.010851 | -104.1667 | -436675.0038 | -953913.9591 | 4.2831 | -186662.8673 | -63949.4397 | 3.4717 | 5.317 | 14.5133 | 0.81144 | -133.5081 | -2.4567 | -121.5393 | 58.4607 | 58.4607 | 0 | 0 | -16.9701 | -168.0312 | 14454.398 | -3.9653 | -192.254
96500 |  | 1.0041 | 0.0907 | 0.032904 | 0.11801 | -3.0236 | 4.2447 |  | 0.088862 | -1.5708 | 12.0469 | 1.4877 | 5.1519 | 1.3755 | 0.99665 | -0.081853 | 0.94022 | -0.34753 | -2.7957 | -118.5972 | 61.4028 |  | 1 | 12.0053 | -0.00040763 | 0.0011253 | 9146.1592 | -4201.6155 |  | 10000 | 820.3609 | 1 | 5.0539 | 532.9658 | -1873.206 |  | 0.010739 | -103.6269 | -435302.3539 | -947833.6292 | 4.2819 | -184729.3461 | -63261.7498 | 3.4715 | 5.3416 | 14.5535 | 0.81033 | -133.5715 | -2.5088 | -121.6132 | 58.3868 | 58.3868 | 0 | 0 | -17.0623 | -168.0416 | 14791.084 | -3.9584 | -191.026
97000 |  | 1.0042 | 0.091167 | 0.032557 | 0.11737 | -3.0242 | 4.2447 |  | 0.088404 | -1.5708 | 12.1088 | 1.4881 | 5.1776 | 1.3764 | 0.99662 | -0.082275 | 0.93965 | -0.34918 | -2.8501 | -118.6457 | 61.3543 |  | 1 | 12.0675 | -0.00041187 | 0.0011312 | 9135.1506 | -4210.1925 |  | 10000 | 824.6115 | 1 | 5.0801 | 529.2968 | -1864.2725 |  | 0.010628 | -103.0928 | -433943.3733 | -941812.8368 | 4.2806 | -182824.3395 | -62586.8391 | 3.4714 | 5.3662 | 14.5934 | 0.80921 | -133.6358 | -2.5606 | -121.6875 | 58.3125 | 58.3125 | 0 | 0 | -17.154 | -168.0517 | 15135.612 | -3.8792 | -189.453
97500 |  | 1.0042 | 0.091634 | 0.032215 | 0.11673 | -3.0249 | 4.2447 |  | 0.08795 | -1.5708 | 12.1708 | 1.4885 | 5.2033 | 1.3774 | 0.99658 | -0.082697 | 0.93908 | -0.35084 | -2.9042 | -118.6946 | 61.3054 |  | 1 | 12.1297 | -0.00041612 | 0.001137 | 9124.1117 | -4218.7641 |  | 10000 | 828.8621 | 1 | 5.1063 | 525.6812 | -1855.4202 |  | 0.010519 | -102.5641 | -432597.7709 | -935850.6981 | 4.2794 | -180947.3008 | -61924.403 | 3.4713 | 5.3908 | 14.6331 | 0.80807 | -133.7009 | -2.6121 | -121.7623 | 58.2377 | 58.2377 | 0 | 0 | -17.2453 | -168.0613 | 15488.166 | -3.9823 | -188.481
98000 |  | 1.0043 | 0.092102 | 0.031879 | 0.11611 | -3.0255 | 4.2447 |  | 0.087502 | -1.5708 | 12.2328 | 1.489 | 5.229 | 1.3784 | 0.99655 | -0.083119 | 0.93851 | -0.3525 | -2.958 | -118.7437 | 61.2563 |  | 1 | 12.1919 | -0.0004204 | 0.0011428 | 9113.0429 | -4227.3295 |  | 10000 | 833.1127 | 1 | 5.1325 | 522.1182 | -1846.648 |  | 0.010412 | -102.0408 | -431265.2631 | -929946.3477 | 4.2782 | -179097.6958 | -61274.1459 | 3.4712 | 5.4154 | 14.6726 | 0.80692 | -133.7668 | -2.6634 | -121.8374 | 58.1626 | 58.1626 | 0 | 0 | -17.336 | -168.0706 | 15848.932 | -3.945 | -186.144
98500 |  | 1.0043 | 0.092569 | 0.031548 | 0.11548 | -3.0261 | 4.2447 |  | 0.087057 | -1.5708 | 12.2948 | 1.4894 | 5.2547 | 1.3793 | 0.99651 | -0.083541 | 0.93794 | -0.35415 | -3.0116 | -118.7931 | 61.2069 |  | 1 | 12.2541 | -0.0004247 | 0.0011487 | 9101.9446 | -4235.888 |  | 10000 | 837.3632 | 1 | 5.1587 | 518.6067 | -1837.9548 |  | 0.010307 | -101.5228 | -429945.5737 | -924098.9372 | 4.2769 | -177275.0032 | -60635.7802 | 3.4712 | 5.44 | 14.7119 | 0.80576 | -133.8336 | -2.7144 | -121.913 | 58.087 | 58.087 | 0 | 0 | -17.4263 | -168.0794 | 16218.101 | -3.964 | -185.626
99000 |  | 1.0043 | 0.093036 | 0.031223 | 0.11487 | -3.0267 | 4.2447 |  | 0.086618 | -1.5708 | 12.3568 | 1.4898 | 5.2804 | 1.3803 | 0.99648 | -0.083964 | 0.93737 | -0.3558 | -3.0649 | -118.8428 | 61.1572 |  | 1 | 12.3163 | -0.00042903 | 0.0011545 | 9090.817 | -4244.4388 |  | 10000 | 841.6138 | 1 | 5.1849 | 515.1457 | -1829.3397 |  | 0.010203 | -101.0101 | -428638.4338 | -918307.6358 | 4.2757 | -175478.7137 | -60009.0269 | 3.4711 | 5.4645 | 14.751 | 0.80458 | -133.9011 | -2.7651 | -121.989 | 58.011 | 58.011 | 0 | 0 | -17.516 | -168.0879 | 16595.869 | -3.9106 | -184.431
99500 |  | 1.0044 | 0.093503 | 0.030902 | 0.11426 | -3.0273 | 4.2447 |  | 0.086182 | -1.5708 | 12.4188 | 1.4902 | 5.3061 | 1.3812 | 0.99644 | -0.084386 | 0.93679 | -0.35745 | -3.1179 | -118.8927 | 61.1073 |  | 1 | 12.3785 | -0.00043337 | 0.0011603 | 9079.6604 | -4252.9812 |  | 10000 | 845.8644 | 1 | 5.211 | 511.7342 | -1820.8017 |  | 0.010101 | -100.5025 | -427343.5816 | -912571.629 | 4.2744 | -173708.3297 | -59393.6146 | 3.471 | 5.489 | 14.7898 | 0.80339 | -133.9694 | -2.8155 | -122.0653 | 57.9347 | 57.9347 | 0 | 0 | -17.6053 | -168.096 | 16982.437 | -3.9489 | -182.722
100000 |  | 1.0044 | 0.09397 | 0.030586 | 0.11366 | -3.0279 | 4.2447 |  | 0.085752 | -1.5708 | 12.4808 | 1.4906 | 5.3318 | 1.3821 | 0.99641 | -0.084808 | 0.93622 | -0.35909 | -3.1706 | -118.9429 | 61.0571 |  | 1 | 12.4407 | -0.00043774 | 0.0011662 | 9068.4751 | -4261.5145 |  | 10000 | 850.115 | 1 | 5.2372 | 508.3714 | -1812.3398 |  | 0.01 | -100 | -426060.762 | -906890.1188 | 4.2732 | -171963.3653 | -58789.2796 | 3.471 | 5.5135 | 14.8285 | 0.80218 | -134.0384 | -2.8657 | -122.1421 | 57.8579 | 57.8579 | 0 | 0 | -17.6941 | -168.1037 | 17378.008 | -3.8029 | -181.726
105000 |  | 1.0049 | 0.098639 | 0.02768 | 0.10798 | -3.0336 | 4.2447 |  | 0.081668 | -1.5708 | 13.101 | 1.4944 | 5.5893 | 1.3909 | 0.99604 | -0.089026 | 0.93035 | -0.37544 | -3.6847 | -119.4577 | 60.5423 |  | 1 | 13.0627 | -0.0004826 | 0.0012245 | 8955.1157 | -4346.2015 |  | 10000 | 892.6207 | 1 | 5.4991 | 477.2289 | -1731.7011 |  | 0.0090703 | -95.2381 | -413842.7212 | -852907.5714 | 4.2606 | -155812.5125 | -53302.1483 | 3.4712 | 5.7568 | 15.2035 | 0.78944 | -134.7687 | -3.3538 | -122.9303 | 57.0697 | 57.0697 | 0 | 0 | -18.5574 | -168.1616 | 17782.794 | -3.8474 | -180.351
110000 |  | 1.0054 | 0.1033 | 0.025172 | 0.10285 | -3.0387 | 4.2447 |  | 0.077956 | -1.5708 | 13.7213 | 1.4979 | 5.8471 | 1.3989 | 0.99566 | -0.093241 | 0.92431 | -0.39158 | -4.1762 | -119.9931 | 60.0069 |  | 1 | 13.6848 | -0.00052966 | 0.0012828 | 8839.2319 | -4429.3032 |  | 10000 | 935.1265 | 1 | 5.7609 | 450.0699 | -1657.7018 |  | 0.0082645 | -90.9091 | -402590.8737 | -803603.1332 | 4.248 | -141743.5587 | -48680.7801 | 3.4724 | 5.9973 | 15.559 | 0.77554 | -135.5647 | -3.8193 | -123.7528 | 56.2472 | 56.2472 | 0 | 0 | -19.3784 | -168.1881 | 18197.009 | -3.8303 | -179.43
115000 |  | 1.0059 | 0.10796 | 0.022991 | 0.098198 | -3.0434 | 4.2447 |  | 0.074567 | -1.5708 | 14.3417 | 1.501 | 6.1053 | 1.4063 | 0.99526 | -0.097454 | 0.91811 | -0.40751 | -4.6475 | -120.5454 | 59.4546 |  | 1 | 14.3068 | -0.00057891 | 0.0013411 | 8721.1269 | -4510.3242 |  | 10000 | 977.6322 | 1 | 6.0228 | 426.2489 | -1589.5829 |  | 0.0075614 | -86.9565 | -392136.1602 | -758392.961 | 4.2352 | -129419.2178 | -44755.5999 | 3.4745 | 6.2347 | 15.8963 | 0.76065 | -136.4181 | -4.2648 | -124.6059 | 55.3941 | 55.3941 | 0 | 0 | -20.1611 | -168.1878 | 18620.871 | -3.7747 | -178.091
120000 |  | 1.0064 | 0.11262 | 0.021084 | 0.093954 | -3.0476 | 4.2447 |  | 0.07146 | -1.5708 | 14.9623 | 1.5039 | 6.3637 | 1.413 | 0.99484 | -0.10166 | 0.91177 | -0.42322 | -5.1007 | -121.1109 | 58.8891 |  | 1 | 14.9288 | -0.00063034 | 0.0013994 | 8601.0961 | -4588.869 |  | 10000 | 1020.138 | 1 | 6.2847 | 405.245 | -1526.6924 |  | 0.0069444 | -83.3333 | -382346.0183 | -716789.8707 | 4.2224 | -118567.2335 | -41395.6645 | 3.4775 | 6.4688 | 16.2165 | 0.74487 | -137.3219 | -4.6924 | -125.4861 | 54.5139 | 54.5139 | 0 | 0 | -20.9089 | -168.1643 | 19054.607 | -3.7313 | -176.916
125000 |  | 1.0069 | 0.11727 | 0.019405 | 0.090066 | -3.0515 | 4.2447 |  | 0.068601 | -1.5708 | 15.583 | 1.5066 | 6.6225 | 1.4192 | 0.9944 | -0.10587 | 0.9053 | -0.43871 | -5.5377 | -121.6869 | 58.3131 |  | 1 | 15.5509 | -0.00068396 | 0.0014577 | 8479.4257 | -4664.6245 |  | 10000 | 1062.6437 | 1 | 6.5465 | 386.6341 | -1468.4676 |  | 0.0064 | -80 | -373115.6889 | -678383.9084 | 4.2095 | -108966.0115 | -38498.7422 | 3.4812 | 6.6993 | 16.5206 | 0.72833 | -138.2699 | -5.1042 | -126.3905 | 53.6095 | 53.6095 | 0 | 0 | -21.6248 | -168.1206 | 19498.446 | -3.7243 | -175.511
130000 |  | 1.0075 | 0.12191 | 0.01792 | 0.086492 | -3.0551 | 4.2447 |  | 0.065963 | -1.5708 | 16.2038 | 1.509 | 6.8814 | 1.425 | 0.99395 | -0.11007 | 0.89871 | -0.45398 | -5.9599 | -122.2708 | 57.7292 |  | 1 | 16.1729 | -0.00073978 | 0.001516 | 8356.3921 | -4737.3464 |  | 10000 | 1105.1495 | 1 | 6.8084 | 370.0685 | -1414.4212 |  | 0.0059172 | -76.9231 | -364361.8129 | -642827.4193 | 4.1967 | -100433.7931 | -35984.2018 | 3.4856 | 6.926 | 16.8097 | 0.7111 | -139.257 | -5.5017 | -127.3162 | 52.6838 | 52.6838 | 0 | 0 | -22.3114 | -168.0592 | 19952.623 | -3.6742 | -174.244
135000 |  | 1.0081 | 0.12655 | 0.0166 | 0.083194 | -3.0584 | 4.2447 |  | 0.06352 | -1.5708 | 16.8247 | 1.5113 | 7.1406 | 1.4303 | 0.99348 | -0.11427 | 0.89201 | -0.46903 | -6.3687 | -122.8604 | 57.1396 |  | 1 | 16.795 | -0.00079778 | 0.0015743 | 8232.2605 | -4806.8481 |  | 10000 | 1147.6552 | 1 | 7.0703 | 355.261 | -1364.1295 |  | 0.005487 | -74.0741 | -356017.6511 | -609823.4467 | 4.184 | -92820.416 | -33787.8482 | 3.4907 | 7.1487 | 17.0845 | 0.69327 | -140.2787 | -5.8865 | -128.261 | 51.739 | 51.739 | 0 | 0 | -22.9711 | -167.9823 | 20417.379 | -3.6441 | -173.369
140000 |  | 1.0087 | 0.13119 | 0.015421 | 0.080142 | -3.0615 | 4.2447 |  | 0.061251 | -1.5708 | 17.4457 | 1.5134 | 7.4 | 1.4352 | 0.99299 | -0.11846 | 0.88521 | -0.48385 | -6.7652 | -123.4538 | 56.5462 |  | 1 | 17.417 | -0.00085796 | 0.0016326 | 8107.2848 | -4872.9918 |  | 10000 | 1190.161 | 1 | 7.3321 | 341.9729 | -1317.2229 |  | 0.005102 | -71.4286 | -348029.476 | -579116.629 | 4.1713 | -86000.9834 | -31858.1241 | 3.4964 | 7.3671 | 17.3459 | 0.6749 | -141.331 | -6.2598 | -129.2227 | 50.7773 | 50.7773 | 0 | 0 | -23.6057 | -167.8916 | 20892.961 | -3.562 | -172.084
145000 |  | 1.0093 | 0.13582 | 0.014364 | 0.077308 | -3.0643 | 4.2447 |  | 0.059139 | -1.5708 | 18.0667 | 1.5154 | 7.6595 | 1.4399 | 0.99249 | -0.12265 | 0.87833 | -0.49844 | -7.1504 | -124.0493 | 55.9507 |  | 1 | 18.039 | -0.00092034 | 0.0016909 | 7981.7065 | -4935.6809 |  | 10000 | 1232.6667 | 1 | 7.594 | 330.0043 | -1273.3775 |  | 0.0047562 | -68.9655 | -340353.8186 | -550485.9898 | 4.1586 | -79870.9564 | -30153.2855 | 3.5026 | 7.5809 | 17.5944 | 0.65606 | -142.4104 | -6.6227 | -130.1992 | 49.8008 | 49.8008 | 0 | 0 | -24.2171 | -167.7888 | 21379.621 | -3.5589 | -170.629
150000 |  | 1.0099 | 0.14044 | 0.013412 | 0.07467 | -3.0669 | 4.2447 |  | 0.057168 | -1.5708 | 18.6878 | 1.5173 | 7.9192 | 1.4442 | 0.99197 | -0.12683 | 0.87137 | -0.51281 | -7.5252 | -124.6455 | 55.3545 |  | 1 | 18.6611 | -0.00098491 | 0.0017492 | 7855.7548 | -4994.8539 |  | 10000 | 1275.1725 | 1 | 7.8558 | 319.1871 | -1232.3086 |  | 0.0044444 | -66.6667 | -332955.3469 | -523739.181 | 4.1461 | -74342.3179 | -28639.2781 | 3.5093 | 7.79 | 17.8308 | 0.63681 | -143.5137 | -6.9763 | -131.1887 | 48.8113 | 48.8113 | 0 | 0 | -24.807 | -167.6751 | 21877.616 | -3.4965 | -169.465
155000 |  | 1.0106 | 0.14506 | 0.012552 | 0.072207 | -3.0694 | 4.2447 |  | 0.055324 | -1.5708 | 19.309 | 1.519 | 8.1791 | 1.4482 | 0.99143 | -0.13101 | 0.86435 | -0.52694 | -7.8903 | -125.2411 | 54.7589 |  | 1 | 19.2831 | -0.0010517 | 0.0018075 | 7729.6458 | -5050.4796 |  | 10000 | 1317.6782 | 1 | 8.1177 | 309.3788 | -1193.7649 |  | 0.0041623 | -64.5161 | -325805.2175 | -498707.8476 | 4.1337 | -69340.5493 | -27288.1249 | 3.5165 | 7.9942 | 18.0555 | 0.61718 | -144.638 | -7.3213 | -132.1897 | 47.8103 | 47.8103 | 0 | 0 | -25.3768 | -167.5516 | 22387.211 | -3.4356 | -168.343
160000 |  | 1.0113 | 0.14967 | 0.011773 | 0.069904 | -3.0717 | 4.2447 |  | 0.053595 | -1.5708 | 19.9302 | 1.5206 | 8.439 | 1.452 | 0.99088 | -0.13519 | 0.85727 | -0.54085 | -8.2465 | -125.835 | 54.165 |  | 1 | 19.9051 | -0.0011206 | 0.0018659 | 7603.583 | -5102.5518 |  | 10000 | 1360.184 | 1 | 8.3796 | 300.4584 | -1157.5243 |  | 0.0039062 | -62.5 | -318879.7845 | -475243.87 | 4.1214 | -64802.2315 | -26076.6901 | 3.5242 | 8.1932 | 18.2691 | 0.59724 | -145.7809 | -7.6587 | -133.2003 | 46.7997 | 46.7997 | 0 | 0 | -25.9277 | -167.4194 | 22908.677 | -3.373 | -167.039
165000 |  | 1.012 | 0.15427 | 0.011064 | 0.067744 | -3.0738 | 4.2447 |  | 0.051971 | -1.5708 | 20.5515 | 1.5221 | 8.6991 | 1.4556 | 0.99031 | -0.13936 | 0.85015 | -0.55453 | -8.5943 | -126.4263 | 53.5737 |  | 1 | 20.5272 | -0.0011917 | 0.0019242 | 7477.7567 | -5151.0863 |  | 10000 | 1402.6897 | 1 | 8.6414 | 292.3223 | -1123.3894 |  | 0.0036731 | -60.6061 | -312159.581 | -453216.2963 | 4.1092 | -60673.1263 | -24985.7236 | 3.5322 | 8.3869 | 18.472 | 0.57701 | -146.94 | -7.9891 | -134.2194 | 45.7806 | 45.7806 | 0 | 0 | -26.4611 | -167.2793 | 23442.288 | -3.2952 | -165.876
170000 |  | 1.0128 | 0.15887 | 0.010417 | 0.065715 | -3.0759 | 4.2447 |  | 0.050442 | -1.5708 | 21.1728 | 1.5235 | 8.9593 | 1.4589 | 0.98972 | -0.14353 | 0.84299 | -0.56798 | -8.9343 | -127.0141 | 52.9859 |  | 1 | 21.1492 | -0.0012651 | 0.0019825 | 7352.3443 | -5196.1172 |  | 10000 | 1445.1955 | 1 | 8.9033 | 284.8815 | -1091.1842 |  | 0.0034602 | -58.8235 | -305628.5106 | -432508.8214 | 4.0972 | -56906.6328 | -23999.116 | 3.5407 | 8.575 | 18.6647 | 0.55653 | -148.1131 | -8.3131 | -135.2453 | 44.7547 | 44.7547 | 0 | 0 | -26.9778 | -167.1322 | 23988.329 | -3.2437 | -164.703
175000 |  | 1.0135 | 0.16346 | 0.009826 | 0.063805 | -3.0778 | 4.2447 |  | 0.049001 | -1.5708 | 21.7942 | 1.5249 | 9.2195 | 1.4621 | 0.98911 | -0.14769 | 0.8358 | -0.5812 | -9.2669 | -127.5977 | 52.4023 |  | 1 | 21.7712 | -0.0013406 | 0.0020408 | 7227.5105 | -5237.6941 |  | 10000 | 1487.7012 | 1 | 9.1651 | 278.0593 | -1060.7519 |  | 0.0032653 | -57.1429 | -299273.2022 | -413017.7041 | 4.0853 | -53462.5373 | -23103.3134 | 3.5495 | 8.7575 | 18.8476 | 0.53585 | -149.2983 | -8.6313 | -136.2768 | 43.7232 | 43.7232 | 0 | 0 | -27.479 | -166.9786 | 24547.089 | -3.1709 | -163.651
180000 |  | 1.0143 | 0.16805 | 0.0092837 | 0.062003 | -3.0796 | 4.2447 |  | 0.04764 | -1.5708 | 22.4156 | 1.5262 | 9.4799 | 1.4651 | 0.98849 | -0.15184 | 0.8286 | -0.5942 | -9.5926 | -128.1765 | 51.8235 |  | 1 | 22.3933 | -0.0014183 | 0.0020991 | 7103.4075 | -5275.8795 |  | 10000 | 1530.2069 | 1 | 9.427 | 271.7893 | -1031.9517 |  | 0.0030864 | -55.5556 | -293082.4924 | -394650.0347 | 4.0736 | -50305.9947 | -22286.8535 | 3.5586 | 8.9342 | 19.0211 | 0.51498 | -150.4936 | -8.9443 | -137.3127 | 42.6873 | 42.6873 | 0 | 0 | -27.9654 | -166.8191 | 25118.864 | -3.107 | -162.522
185000 |  | 1.0151 | 0.17262 | 0.0087852 | 0.060302 | -3.0813 | 4.2447 |  | 0.046352 | -1.5708 | 23.037 | 1.5274 | 9.7403 | 1.4679 | 0.98786 | -0.15599 | 0.82138 | -0.60698 | -9.9119 | -128.7499 | 51.2501 |  | 1 | 23.0153 | -0.0014982 | 0.0021574 | 6980.1753 | -5310.747 |  | 10000 | 1572.7127 | 1 | 9.6889 | 266.0136 | -1004.6572 |  | 0.0029218 | -54.0541 | -287047.0088 | -377322.2882 | 4.062 | -47406.6941 | -21539.9972 | 3.5681 | 9.1049 | 19.1855 | 0.49397 | -151.6974 | -9.2526 | -138.3518 | 41.6482 | 41.6482 | 0 | 0 | -28.438 | -166.6544 | 25703.958 | -3.0173 | -161.326
190000 |  | 1.0159 | 0.17719 | 0.0083258 | 0.058691 | -3.0829 | 4.2447 |  | 0.045132 | -1.5708 | 23.6585 | 1.5285 | 10.0008 | 1.4706 | 0.98721 | -0.16014 | 0.81415 | -0.61953 | -10.2249 | -129.3176 | 50.6824 |  | 1 | 23.6373 | -0.0015802 | 0.0022157 | 6857.9419 | -5342.3788 |  | 10000 | 1615.2184 | 1 | 9.9507 | 260.6818 | -978.7547 |  | 0.0027701 | -52.6316 | -281158.8328 | -360959.1078 | 4.0506 | -44738.1717 | -20854.4315 | 3.5778 | 9.2694 | 19.3411 | 0.47284 | -152.9081 | -9.5564 | -139.3929 | 40.6071 | 40.6071 | 0 | 0 | -28.8975 | -166.4848 | 26302.68 | -2.9495 | -160.23
195000 |  | 1.0167 | 0.18175 | 0.0079017 | 0.057165 | -3.0844 | 4.2447 |  | 0.043975 | -1.5708 | 24.28 | 1.5296 | 10.2614 | 1.4732 | 0.98654 | -0.16428 | 0.80693 | -0.63186 | -10.5322 | -129.8791 | 50.1209 |  | 1 | 24.2594 | -0.0016645 | 0.002274 | 6736.824 | -5370.8644 |  | 10000 | 1657.7242 | 1 | 10.2126 | 255.7497 | -954.1413 |  | 0.0026298 | -51.2821 | -275411.2267 | -345492.2787 | 4.0394 | -42277.2415 | -20223.0312 | 3.5878 | 9.4278 | 19.4882 | 0.45162 | -154.1241 | -9.8563 | -140.435 | 39.565 | 39.565 | 0 | 0 | -29.3444 | -166.3109 | 26915.348 | -2.8411 | -159.276
200000 |  | 1.0176 | 0.18631 | 0.0075092 | 0.055717 | -3.0859 | 4.2447 |  | 0.042876 | -1.5708 | 24.9015 | 1.5306 | 10.5221 | 1.4756 | 0.98585 | -0.16841 | 0.79972 | -0.64397 | -10.8338 | -130.434 | 49.566 |  | 1 | 24.8814 | -0.0017509 | 0.0023323 | 6616.9273 | -5396.2991 |  | 10000 | 1700.2299 | 1 | 10.4744 | 251.1783 | -930.7242 |  | 0.0025 | -50 | -269798.4119 | -330859.8573 | 4.0283 | -40003.5222 | -19639.664 | 3.598 | 9.5798 | 19.6271 | 0.43033 | -155.344 | -10.1525 | -141.4769 | 38.5231 | 38.5231 | 0 | 0 | -29.7796 | -166.1329 | 27542.287 | -2.7367 | -158.108
205000 |  | 1.0185 | 0.19086 | 0.0071453 | 0.054341 | -3.0873 | 4.2447 |  | 0.04183 | -1.5708 | 25.523 | 1.5316 | 10.7828 | 1.4779 | 0.98515 | -0.17254 | 0.79252 | -0.65587 | -11.1302 | -130.9821 | 49.0179 |  | 1 | 25.5034 | -0.0018396 | 0.0023906 | 6498.347 | -5418.7825 |  | 10000 | 1742.7357 | 1 | 10.7363 | 246.9336 | -908.419 |  | 0.0023795 | -48.7805 | -264315.3878 | -317005.4294 | 4.0174 | -37899.0412 | -19099.0324 | 3.6084 | 9.7254 | 19.7581 | 0.40899 | -156.5665 | -10.4454 | -142.5178 | 37.4822 | 37.4822 | 0 | 0 | -30.2035 | -165.9512 | 28183.829 | -2.6523 | -157.063
210000 |  | 1.0194 | 0.1954 | 0.0068072 | 0.053032 | -3.0886 | 4.2447 |  | 0.040834 | -1.5708 | 26.1446 | 1.5325 | 11.0435 | 1.4801 | 0.98444 | -0.17666 | 0.78534 | -0.66755 | -11.4216 | -131.5232 | 48.4768 |  | 1 | 26.1255 | -0.0019304 | 0.0024489 | 6381.168 | -5438.4174 |  | 10000 | 1785.2414 | 1 | 10.9982 | 242.985 | -887.149 |  | 0.0022676 | -47.619 | -258957.785 | -303877.4753 | 4.0066 | -35947.9028 | -18596.5437 | 3.619 | 9.8645 | 19.8815 | 0.38763 | -157.7903 | -10.7353 | -143.5565 | 36.4435 | 36.4435 | 0 | 0 | -30.6168 | -165.7662 | 28840.315 | -2.5507 | -156.01
215000 |  | 1.0203 | 0.19993 | 0.0064927 | 0.051784 | -3.0898 | 4.2447 |  | 0.039884 | -1.5708 | 26.7662 | 1.5334 | 11.3043 | 1.4822 | 0.9837 | -0.18078 | 0.77819 | -0.67902 | -11.7081 | -132.057 | 47.943 |  | 1 | 26.7475 | -0.0020234 | 0.0025072 | 6265.466 | -5455.3089 |  | 10000 | 1827.7472 | 1 | 11.26 | 239.3059 | -866.8444 |  | 0.0021633 | -46.5116 | -253721.7449 | -291428.8241 | 3.996 | -34136.0079 | -18128.2021 | 3.6298 | 9.9972 | 19.9975 | 0.36627 | -159.0142 | -11.0223 | -144.5922 | 35.4078 | 35.4078 | 0 | 0 | -31.0199 | -165.5781 | 29512.092 | -2.4499 | -155.032
220000 |  | 1.0213 | 0.20445 | 0.0061994 | 0.050595 | -3.091 | 4.2447 |  | 0.038978 | -1.5708 | 27.3878 | 1.5343 | 11.5652 | 1.4842 | 0.98296 | -0.18489 | 0.77107 | -0.69028 | -11.9901 | -132.5834 | 47.4166 |  | 1 | 27.3696 | -0.0021186 | 0.0025656 | 6151.3074 | -5469.5637 |  | 10000 | 1870.2529 | 1 | 11.5219 | 235.8722 | -847.4414 |  | 0.0020661 | -45.4545 | -248603.8222 | -279616.1829 | 3.9856 | -32450.8171 | -17690.5203 | 3.6407 | 10.1233 | 20.1064 | 0.34493 | -160.2369 | -11.3068 | -145.624 | 34.376 | 34.376 | 0 | 0 | -31.4132 | -165.3871 | 30199.517 | -2.3553 | -154.002
225000 |  | 1.0222 | 0.20896 | 0.0059257 | 0.049459 | -3.0921 | 4.2447 |  | 0.038112 | -1.5708 | 28.0094 | 1.5351 | 11.8261 | 1.4861 | 0.98219 | -0.18899 | 0.76398 | -0.70134 | -12.2676 | -133.1023 | 46.8977 |  | 1 | 27.9916 | -0.002216 | 0.0026239 | 6038.7503 | -5481.2888 |  | 10000 | 1912.7587 | 1 | 11.7838 | 232.6628 | -828.8817 |  | 0.0019753 | -44.4444 | -243600.9046 | -268399.7286 | 3.9754 | -30881.1496 | -17280.4449 | 3.6518 | 10.2428 | 20.2083 | 0.32363 | -161.4575 | -11.5889 | -146.6511 | 33.3489 | 33.3489 | 0 | 0 | -31.7973 | -165.1936 | 30902.954 | -2.2544 | -152.994
230000 |  | 1.0232 | 0.21347 | 0.0056697 | 0.048373 | -3.0932 | 4.2447 |  | 0.037283 | -1.5708 | 28.6311 | 1.5359 | 12.0871 | 1.488 | 0.98142 | -0.19309 | 0.75693 | -0.71219 | -12.5408 | -133.6136 | 46.3864 |  | 1 | 28.6136 | -0.0023156 | 0.0026822 | 5927.8446 | -5490.5912 |  | 10000 | 1955.2644 | 1 | 12.0456 | 229.6584 | -811.112 |  | 0.0018904 | -43.4783 | -238710.1485 | -257742.7535 | 3.9653 | -29417.011 | -16895.2948 | 3.6629 | 10.3557 | 20.3036 | 0.30238 | -162.6749 | -11.8689 | -147.6726 | 32.3274 | 32.3274 | 0 | 0 | -32.1725 | -164.9977 | 31622.777 | -2.1282 | -152.041
235000 |  | 1.0242 | 0.21796 | 0.0054299 | 0.047334 | -3.0943 | 4.2447 |  | 0.03649 | -1.5708 | 29.2528 | 1.5366 | 12.348 | 1.4897 | 0.98062 | -0.19718 | 0.74993 | -0.72284 | -12.81 | -134.1173 | 45.8827 |  | 1 | 29.2357 | -0.0024174 | 0.0027405 | 5818.6329 | -5497.5774 |  | 10000 | 1997.7702 | 1 | 12.3075 | 226.8421 | -794.0831 |  | 0.0018108 | -42.5532 | -233928.9256 | -247611.3549 | 3.9554 | -28049.4464 | -16532.7089 | 3.6742 | 10.4621 | 20.3924 | 0.28121 | -163.8881 | -12.1468 | -148.6877 | 31.3123 | 31.3123 | 0 | 0 | -32.5392 | -164.7996 | 32359.366 | -2.0359 | -151.05
240000 |  | 1.0253 | 0.22245 | 0.0052051 | 0.046338 | -3.0953 | 4.2447 |  | 0.03573 | -1.5708 | 29.8744 | 1.5373 | 12.6091 | 1.4914 | 0.97981 | -0.20127 | 0.74297 | -0.7333 | -13.0752 | -134.6132 | 45.3868 |  | 1 | 29.8577 | -0.0025214 | 0.0027988 | 5711.1507 | -5502.3527 |  | 10000 | 2040.2759 | 1 | 12.5693 | 224.1985 | -777.75 |  | 0.0017361 | -41.6667 | -229254.7805 | -237974.1641 | 3.9457 | -26770.4148 | -16190.6025 | 3.6855 | 10.562 | 20.4749 | 0.26012 | -165.0962 | -12.4229 | -149.6957 | 30.3043 | 30.3043 | 0 | 0 | -32.8978 | -164.5995 | 33113.112 | -1.9172 | -150.174
245000 |  | 1.0263 | 0.22693 | 0.004994 | 0.045384 | -3.0962 | 4.2447 |  | 0.035001 | -1.5708 | 30.4961 | 1.538 | 12.8701 | 1.493 | 0.97899 | -0.20534 | 0.73606 | -0.74356 | -13.3366 | -135.1014 | 44.8986 |  | 1 | 30.4797 | -0.0026275 | 0.0028571 | 5605.4269 | -5505.021 |  | 10000 | 2082.7817 | 1 | 12.8312 | 221.7137 | -762.0712 |  | 0.001666 | -40.8163 | -224685.3961 | -228802.1071 | 3.9361 | -25572.6793 | -15867.1299 | 3.6969 | 10.6554 | 20.5514 | 0.23914 | -166.2983 | -12.6971 | -150.6959 | 29.3041 | 29.3041 | 0 | 0 | -33.2485 | -164.3975 | 33884.416 | -1.8159 | -149.483
250000 |  | 1.0274 | 0.2314 | 0.0047955 | 0.044469 | -3.0971 | 4.2447 |  | 0.034301 | -1.5708 | 31.1178 | 1.5387 | 13.1312 | 1.4946 | 0.97815 | -0.20941 | 0.7292 | -0.75364 | -13.5944 | -135.5818 | 44.4182 |  | 1 | 31.1018 | -0.0027359 | 0.0029154 | 5501.4846 | -5505.6842 |  | 10000 | 2125.2874 | 1 | 13.0931 | 219.3755 | -747.0084 |  | 0.0016 | -40 | -220218.5657 | -220068.1947 | 3.9266 | -24449.7143 | -15560.6531 | 3.7084 | 10.7424 | 20.622 | 0.21828 | -167.4937 | -12.9698 | -151.6876 | 28.3124 | 28.3124 | 0 | 0 | -33.5918 | -164.1939 | 34673.685 | -1.6808 | -148.328
255000 |  | 1.0285 | 0.23586 | 0.0046086 | 0.04359 | -3.098 | 4.2447 |  | 0.033628 | -1.5708 | 31.7396 | 1.5393 | 13.3923 | 1.4961 | 0.9773 | -0.21348 | 0.7224 | -0.76353 | -13.8486 | -136.0546 | 43.9454 |  | 1 | 31.7238 | -0.0028464 | 0.0029737 | 5399.3412 | -5504.4421 |  | 10000 | 2167.7932 | 1 | 13.3549 | 217.1723 | -732.5261 |  | 0.0015379 | -39.2157 | -215852.1709 | -211747.3352 | 3.9174 | -23395.6232 | -15269.7146 | 3.7198 | 10.8231 | 20.687 | 0.19755 | -168.6814 | -13.2409 | -152.6702 | 27.3298 | 27.3298 | 0 | 0 | -33.9279 | -163.9888 | 35481.339 | -1.5621 | -147.47
260000 |  | 1.0296 | 0.24031 | 0.0044324 | 0.042745 | -3.0988 | 4.2447 |  | 0.032981 | -1.5708 | 32.3613 | 1.5399 | 13.6535 | 1.4975 | 0.97643 | -0.21753 | 0.71566 | -0.77323 | -14.0993 | -136.5196 | 43.4804 |  | 1 | 32.3458 | -0.0029591 | 0.003032 | 5299.0088 | -5501.3921 |  | 10000 | 2210.2989 | 1 | 13.6168 | 215.0942 | -718.5917 |  | 0.0014793 | -38.4615 | -211584.1638 | -203816.1692 | 3.9083 | -22405.068 | -14993.0148 | 3.7313 | 10.8975 | 20.7465 | 0.17696 | -169.8609 | -13.5105 | -153.6431 | 26.3569 | 26.3569 | 0 | 0 | -34.2571 | -163.7822 | 36307.805 | -1.4275 | -146.525
265000 |  | 1.0307 | 0.24475 | 0.0042661 | 0.041933 | -3.0997 | 4.2447 |  | 0.032359 | -1.5708 | 32.983 | 1.5405 | 13.9146 | 1.4989 | 0.97555 | -0.22158 | 0.70898 | -0.78275 | -14.3468 | -136.977 | 43.023 |  | 1 | 32.9679 | -0.003074 | 0.0030903 | 5200.495 | -5496.6289 |  | 10000 | 2252.8047 | 1 | 13.8786 | 213.1318 | -705.1748 |  | 0.001424 | -37.7358 | -207412.5533 | -196252.9215 | 3.8994 | -21473.2076 | -14729.3922 | 3.7428 | 10.9658 | 20.8008 | 0.15653 | -171.0315 | -13.7788 | -154.6058 | 25.3942 | 25.3942 | 0 | 0 | -34.5796 | -163.5743 | 37153.523 | -1.303 | -145.744
270000 |  | 1.0319 | 0.24918 | 0.0041091 | 0.04115 | -3.1004 | 4.2447 |  | 0.03176 | -1.5708 | 33.6048 | 1.541 | 14.1758 | 1.5002 | 0.97465 | -0.22562 | 0.70235 | -0.7921 | -14.591 | -137.4267 | 42.5733 |  | 1 | 33.5899 | -0.0031911 | 0.0031486 | 5103.8029 | -5490.2447 |  | 10000 | 2295.3104 | 1 | 14.1405 | 211.2766 | -692.2472 |  | 0.0013717 | -37.037 | -203335.3939 | -189037.2694 | 3.8906 | -20595.6439 | -14477.8064 | 3.7543 | 11.0281 | 20.85 | 0.13627 | -172.1924 | -14.0457 | -155.5577 | 24.4423 | 24.4423 | 0 | 0 | -34.8957 | -163.3653 | 38018.94 | -1.1865 | -144.868
275000 |  | 1.033 | 0.2536 | 0.0039605 | 0.040397 | -3.1012 | 4.2447 |  | 0.031182 | -1.5708 | 34.2266 | 1.5416 | 14.437 | 1.5015 | 0.97374 | -0.22966 | 0.6958 | -0.80127 | -14.8321 | -137.869 | 42.131 |  | 1 | 34.2119 | -0.0033104 | 0.0032069 | 5008.9318 | -5482.3285 |  | 10000 | 2337.8162 | 1 | 14.4024 | 209.5211 | -679.7827 |  | 0.0013223 | -36.3636 | -199350.7777 | -182150.2246 | 3.8819 | -19768.3743 | -14237.3233 | 3.7658 | 11.0845 | 20.8943 | 0.11618 | -173.3432 | -14.3113 | -156.4984 | 23.5016 | 23.5016 | 0 | 0 | -35.2056 | -163.1551 | 38904.514 | -1.0516 | -144.06
280000 |  | 1.0342 | 0.25801 | 0.0038199 | 0.039671 | -3.1019 | 4.2447 |  | 0.030626 | -1.5708 | 34.8483 | 1.5421 | 14.6983 | 1.5027 | 0.97282 | -0.23368 | 0.6893 | -0.81027 | -15.0701 | -138.3037 | 41.6963 |  | 1 | 34.834 | -0.0034319 | 0.0032652 | 4915.8773 | -5472.9667 |  | 10000 | 2380.3219 | 1 | 14.6642 | 207.8582 | -667.7572 |  | 0.0012755 | -35.7143 | -195456.8275 | -175574.0261 | 3.8735 | -18987.7506 | -14007.103 | 3.7772 | 11.1351 | 20.9339 | 0.096284 | -174.4833 | -14.5757 | -157.4274 | 22.5726 | 22.5726 | 0 | 0 | -35.5096 | -162.944 | 39810.717 | -0.92722 | -143.23
285000 |  | 1.0354 | 0.26241 | 0.0036867 | 0.03897 | -3.1026 | 4.2447 |  | 0.030088 | -1.5708 | 35.4701 | 1.5426 | 14.9595 | 1.5039 | 0.97188 | -0.2377 | 0.68287 | -0.81911 | -15.3052 | -138.7311 | 41.2689 |  | 1 | 35.456 | -0.0035555 | 0.0033236 | 4824.6316 | -5462.2425 |  | 10000 | 2422.8277 | 1 | 14.9261 | 206.2815 | -656.1478 |  | 0.0012311 | -35.0877 | -191651.6929 | -169292.0452 | 3.8651 | -18250.4421 | -13786.3882 | 3.7885 | 11.1801 | 20.9689 | 0.076581 | -175.6122 | -14.8389 | -158.3443 | 21.6557 | 21.6557 | 0 | 0 | -35.8078 | -162.732 | 40738.028 | -0.80365 | -142.314
290000 |  | 1.0367 | 0.2668 | 0.0035603 | 0.038294 | -3.1033 | 4.2447 |  | 0.02957 | -1.5708 | 36.0919 | 1.5431 | 15.2208 | 1.505 | 0.97093 | -0.24171 | 0.67652 | -0.82778 | -15.5373 | -139.1512 | 40.8488 |  | 1 | 36.078 | -0.0036814 | 0.0033819 | 4735.1843 | -5450.2361 |  | 10000 | 2465.3334 | 1 | 15.1879 | 204.7852 | -644.9334 |  | 0.0011891 | -34.4828 | -187933.5462 | -163288.698 | 3.8569 | -17553.4038 | -13574.4953 | 3.7999 | 11.2197 | 20.9996 | 0.057081 | -176.7295 | -15.1009 | -159.2487 | 20.7513 | 20.7513 | 0 | 0 | -36.1005 | -162.5193 | 41686.938 | -0.66638 | -141.465
295000 |  | 1.0379 | 0.27118 | 0.0034403 | 0.037641 | -3.104 | 4.2447 |  | 0.029068 | -1.5708 | 36.7137 | 1.5436 | 15.4821 | 1.5062 | 0.96996 | -0.24572 | 0.67022 | -0.83629 | -15.7667 | -139.5641 | 40.4359 |  | 1 | 36.7001 | -0.0038094 | 0.0034402 | 4647.522 | -5437.0247 |  | 10000 | 2507.8392 | 1 | 15.4498 | 203.3639 | -634.0943 |  | 0.0011491 | -33.8983 | -184300.5805 | -157549.3675 | 3.8489 | -16893.8476 | -13370.8054 | 3.8111 | 11.2539 | 21.0261 | 0.037791 | -177.8347 | -15.3617 | -160.1405 | 19.8595 | 19.8595 | 0 | 0 | -36.3878 | -162.3057 | 42657.952 | -0.55182 | -140.391
300000 |  | 1.0392 | 0.27555 | 0.0033263 | 0.03701 | -3.1046 | 4.2447 |  | 0.028584 | -1.5708 | 37.3355 | 1.544 | 15.7435 | 1.5072 | 0.96898 | -0.24971 | 0.664 | -0.84464 | -15.9933 | -139.9698 | 40.0302 |  | 1 | 37.3221 | -0.0039396 | 0.0034985 | 4561.6292 | -5422.6823 |  | 10000 | 2550.3449 | 1 | 15.7117 | 202.0127 | -623.6121 |  | 0.0011111 | -33.3333 | -180751.0079 | -152060.3323 | 3.841 | -16269.217 | -13174.7578 | 3.8223 | 11.283 | 21.0485 | 0.018718 | -178.9276 | -15.6214 | -161.0191 | 18.9809 | 18.9809 | 0 | 0 | -36.6699 | -162.0916 | 43651.583 | -0.43071 | -139.065
305000 |  | 1.0405 | 0.27991 | 0.0032178 | 0.0364 | -3.1052 | 4.2447 |  | 0.028115 | -1.5708 | 37.9573 | 1.5444 | 16.0048 | 1.5083 | 0.96799 | -0.2537 | 0.65785 | -0.85284 | -16.2173 | -140.3685 | 39.6315 |  | 1 | 37.9442 | -0.004072 | 0.0035568 | 4477.4881 | -5407.2801 |  | 10000 | 2592.8507 | 1 | 15.9735 | 200.7271 | -613.4694 |  | 0.001075 | -32.7869 | -177283.059 | -146808.7011 | 3.8332 | -15677.165 | -12985.8431 | 3.8334 | 11.3071 | 21.067 | -0.00013355 | -180.0077 | -15.88 | -161.8845 | 18.1155 | 18.1155 | 0 | 0 | -36.947 | -161.8768 | 44668.359 | -0.21105 | -136.587
310000 |  | 1.0418 | 0.28426 | 0.0031146 | 0.03581 | -3.1058 | 4.2447 |  | 0.027662 | -1.5708 | 38.5792 | 1.5449 | 16.2662 | 1.5093 | 0.96698 | -0.25768 | 0.65177 | -0.86088 | -16.4387 | -140.7603 | 39.2397 |  | 1 | 38.5662 | -0.0042066 | 0.0036151 | 4395.0791 | -5390.8862 |  | 10000 | 2635.3564 | 1 | 16.2354 | 199.5028 | -603.6501 |  | 0.0010406 | -32.2581 | -173894.9825 | -141782.3541 | 3.8256 | -15115.5337 | -12803.598 | 3.8444 | 11.3264 | 21.0819 | -0.018758 | -181.0747 | -16.1374 | -162.7363 | 17.2637 | 17.2637 | 0 | 0 | -37.2193 | -161.6616 | 45708.819 | 0.52167 | -135.751
315000 |  | 1.0431 | 0.28859 | 0.0030163 | 0.035238 | -3.1064 | 4.2447 |  | 0.027223 | -1.5708 | 39.201 | 1.5453 | 16.5275 | 1.5103 | 0.96597 | -0.26165 | 0.64576 | -0.86878 | -16.6575 | -141.1453 | 38.8547 |  | 1 | 39.1882 | -0.0043434 | 0.0036734 | 4314.3809 | -5373.5659 |  | 10000 | 2677.8622 | 1 | 16.4973 | 198.3361 | -594.1391 |  | 0.0010078 | -31.746 | -170585.045 | -136969.8889 | 3.8181 | -14582.3372 | -12627.5999 | 3.8553 | 11.3411 | 21.0931 | -0.03715 | -182.1285 | -16.3937 | -163.5744 | 16.4256 | 16.4256 | 0 | 0 | -37.4868 | -161.4459 | 46773.514 | 0.78234 | -137.576
320000 |  | 1.0445 | 0.29292 | 0.0029225 | 0.034685 | -3.1069 | 4.2447 |  | 0.026797 | -1.5708 | 39.8228 | 1.5457 | 16.7889 | 1.5112 | 0.96493 | -0.26561 | 0.63982 | -0.87654 | -16.8738 | -141.5236 | 38.4764 |  | 1 | 39.8103 | -0.0044824 | 0.0037317 | 4235.3709 | -5355.3814 |  | 10000 | 2720.3679 | 1 | 16.7591 | 197.2234 | -584.9221 |  | 0.00097656 | -31.25 | -167351.5316 | -132360.5704 | 3.8108 | -14075.745 | -12457.4634 | 3.8661 | 11.3514 | 21.101 | -0.055307 | -183.1689 | -16.6488 | -164.3986 | 15.6014 | 15.6014 | 0 | 0 | -37.7498 | -161.2298 | 47863.009 | 0.81724 | -138.25
325000 |  | 1.0459 | 0.29723 | 0.0028331 | 0.034149 | -3.1074 | 4.2447 |  | 0.026385 | -1.5708 | 40.4447 | 1.5461 | 17.0503 | 1.5121 | 0.96389 | -0.26956 | 0.63395 | -0.88415 | -17.0877 | -141.8953 | 38.1047 |  | 1 | 40.4323 | -0.0046236 | 0.00379 | 4158.0251 | -5336.3922 |  | 10000 | 2762.8737 | 1 | 17.021 | 196.1614 | -575.9857 |  | 0.00094675 | -30.7692 | -164192.7465 | -127944.2859 | 3.8035 | -13594.0682 | -12292.8358 | 3.8768 | 11.3573 | 21.1055 | -0.073226 | -184.1955 | -16.9029 | -165.2088 | 14.7912 | 14.7912 | 0 | 0 | -38.0084 | -161.0133 | 48977.882 | 0.86195 | -138.079
330000 |  | 1.0472 | 0.30153 | 0.0027477 | 0.033629 | -3.108 | 4.2447 |  | 0.025985 | -1.5708 | 41.0665 | 1.5464 | 17.3117 | 1.513 | 0.96283 | -0.27351 | 0.62815 | -0.89162 | -17.2993 | -142.2606 | 37.7394 |  | 1 | 41.0543 | -0.004767 | 0.0038483 | 4082.3185 | -5316.6552 |  | 10000 | 2805.3794 | 1 | 17.2828 | 195.1472 | -567.3173 |  | 0.00091827 | -30.303 | -161107.0135 | -123711.5031 | 3.7964 | -13135.7466 | -12133.3939 | 3.8873 | 11.3592 | 21.107 | -0.090903 | -185.2084 | -17.1557 | -166.005 | 13.995 | 13.995 | 0 | 0 | -38.2627 | -160.7966 | 50118.723 | 0.95002 | -137.591
335000 |  | 1.0487 | 0.30582 | 0.0026661 | 0.033124 | -3.1085 | 4.2447 |  | 0.025597 | -1.5708 | 41.6884 | 1.5468 | 17.5732 | 1.5139 | 0.96176 | -0.27744 | 0.62242 | -0.89896 | -17.5085 | -142.6194 | 37.3806 |  | 1 | 41.6764 | -0.0049125 | 0.0039066 | 4008.2252 | -5296.2243 |  | 10000 | 2847.8852 | 1 | 17.5447 | 194.1778 | -558.9051 |  | 0.00089107 | -29.8507 | -158092.6768 | -119653.2315 | 3.7895 | -12699.3375 | -11978.8413 | 3.8978 | 11.3572 | 21.1054 | -0.10834 | -186.2072 | -17.4074 | -166.7869 | 13.2131 | 13.2131 | 0 | 0 | -38.5128 | -160.5796 | 51286.138 | 1.0493 | -137.087
340000 |  | 1.0501 | 0.3101 | 0.0025881 | 0.032635 | -3.109 | 4.2447 |  | 0.025221 | -1.5708 | 42.3102 | 1.5472 | 17.8346 | 1.5147 | 0.96068 | -0.28137 | 0.61677 | -0.90617 | -17.7155 | -142.972 | 37.028 |  | 1 | 42.2984 | -0.0050602 | 0.0039649 | 3935.7184 | -5275.1512 |  | 10000 | 2890.3909 | 1 | 17.8066 | 193.2506 | -550.738 |  | 0.00086505 | -29.4118 | -155148.1022 | -115760.9874 | 3.7826 | -12283.5053 | -11828.9054 | 3.9081 | 11.3514 | 21.101 | -0.12553 | -187.1921 | -17.6579 | -167.5546 | 12.4454 | 12.4454 | 0 | 0 | -38.7589 | -160.3625 | 52480.746 | 1.1752 | -136.553
345000 |  | 1.0515 | 0.31437 | 0.0025135 | 0.03216 | -3.1094 | 4.2447 |  | 0.024856 | -1.5708 | 42.9321 | 1.5475 | 18.0961 | 1.5155 | 0.95958 | -0.28529 | 0.61118 | -0.91324 | -17.9202 | -143.3185 | 36.6815 |  | 1 | 42.9204 | -0.0052102 | 0.0040232 | 3864.771 | -5253.4849 |  | 10000 | 2932.8967 | 1 | 18.0684 | 192.3634 | -542.8054 |  | 0.00084016 | -28.9855 | -152271.6772 | -112026.7605 | 3.7759 | -11887.0122 | -11683.3354 | 3.9183 | 11.342 | 21.0938 | -0.14247 | -188.1629 | -17.9072 | -168.308 | 11.692 | 11.692 | 0 | 0 | -39.001 | -160.1452 | 53703.18 | 1.3153 | -136.001
350000 |  | 1.053 | 0.31863 | 0.0024421 | 0.031699 | -3.1099 | 4.2447 |  | 0.0245 | -1.5708 | 43.554 | 1.5478 | 18.3575 | 1.5163 | 0.95847 | -0.2892 | 0.60567 | -0.92019 | -18.1228 | -143.6589 | 36.3411 |  | 1 | 43.5425 | -0.0053623 | 0.0040816 | 3795.355 | -5231.2719 |  | 10000 | 2975.4024 | 1 | 18.3303 | 191.5137 | -535.0974 |  | 0.00081633 | -28.5714 | -149461.8124 | -108442.9843 | 3.7693 | -11508.71 | -11541.9 | 3.9284 | 11.3292 | 21.084 | -0.15917 | -189.1195 | -18.1554 | -169.0473 | 10.9527 | 10.9527 | 0 | 0 | -39.2394 | -159.9278 | 54954.087 | 1.4638 | -135.524
355000 |  | 1.0545 | 0.32287 | 0.0023736 | 0.03125 | -3.1103 | 4.2447 |  | 0.024155 | -1.5708 | 44.1758 | 1.5482 | 18.619 | 1.5171 | 0.95735 | -0.2931 | 0.60023 | -0.92701 | -18.3232 | -143.9934 | 36.0066 |  | 1 | 44.1645 | -0.0055166 | 0.0041399 | 3727.4423 | -5208.5565 |  | 10000 | 3017.9081 | 1 | 18.5921 | 190.6995 | -527.6046 |  | 0.00079349 | -28.169 | -146716.9424 | -105002.5075 | 3.7628 | -11147.5322 | -11404.3856 | 3.9384 | 11.3133 | 21.0718 | -0.17561 | -190.062 | -18.4023 | -169.7723 | 10.2277 | 10.2277 | 0 | 0 | -39.474 | -159.7103 | 56234.133 | 1.623 | -134.983
360000 |  | 1.056 | 0.3271 | 0.002308 | 0.030815 | -3.1108 | 4.2447 |  | 0.02382 | -1.5708 | 44.7977 | 1.5485 | 18.8805 | 1.5178 | 0.95622 | -0.29699 | 0.59485 | -0.93371 | -18.5215 | -144.3221 | 35.6779 |  | 1 | 44.7865 | -0.0056731 | 0.0041982 | 3661.0044 | -5185.3806 |  | 10000 | 3060.4139 | 1 | 18.854 | 189.9189 | -520.3182 |  | 0.0007716 | -27.7778 | -144035.5258 | -101698.5684 | 3.7564 | -10802.488 | -11270.5946 | 3.9482 | 11.2942 | 21.0571 | -0.19182 | -190.9903 | -18.6479 | -170.4831 | 9.5169 | 9.5169 | 0 | 0 | -39.7051 | -159.4928 | 57543.994 | 1.7817 | -134.522
365000 |  | 1.0575 | 0.33132 | 0.0022451 | 0.030391 | -3.1112 | 4.2447 |  | 0.023494 | -1.5708 | 45.4196 | 1.5488 | 19.142 | 1.5185 | 0.95508 | -0.30087 | 0.58955 | -0.9403 | -18.7178 | -144.6451 | 35.3549 |  | 1 | 45.4086 | -0.0058317 | 0.0042565 | 3596.0127 | -5161.7842 |  | 10000 | 3102.9196 | 1 | 19.1159 | 189.1701 | -513.2297 |  | 0.00075061 | -27.3973 | -141416.0466 | -98524.7708 | 3.7501 | -10472.6552 | -11140.3439 | 3.9579 | 11.2723 | 21.0402 | -0.20777 | -191.9045 | -18.8923 | -171.1798 | 8.8202 | 8.8202 | 0 | 0 | -39.9326 | -159.2753 | 58884.366 | 1.9422 | -134.059
370000 |  | 1.0591 | 0.33553 | 0.0021847 | 0.029978 | -3.1116 | 4.2447 |  | 0.023176 | -1.5708 | 46.0415 | 1.5491 | 19.4035 | 1.5192 | 0.95392 | -0.30474 | 0.58431 | -0.94676 | -18.9121 | -144.9626 | 35.0374 |  | 1 | 46.0306 | -0.0059926 | 0.0043148 | 3532.4384 | -5137.805 |  | 10000 | 3145.4254 | 1 | 19.3777 | 188.4512 | -506.3313 |  | 0.00073046 | -27.027 | -138857.0144 | -95475.0613 | 3.7439 | -10157.1752 | -11013.4639 | 3.9674 | 11.2476 | 21.0212 | -0.22348 | -192.8046 | -19.1355 | -171.8625 | 8.1375 | 8.1375 | 0 | 0 | -40.1567 | -159.0578 | 60255.959 | 2.1075 | -133.651
375000 |  | 1.0606 | 0.33973 | 0.0021268 | 0.029577 | -3.112 | 4.2447 |  | 0.022867 | -1.5708 | 46.6634 | 1.5494 | 19.665 | 1.5199 | 0.95276 | -0.30861 | 0.57915 | -0.95311 | -19.1044 | -145.2745 | 34.7255 |  | 1 | 46.6527 | -0.0061557 | 0.0043731 | 3470.2527 | -5113.4787 |  | 10000 | 3187.9311 | 1 | 19.6396 | 187.7609 | -499.6153 |  | 0.00071111 | -26.6667 | -136356.9653 | -92543.7088 | 3.7379 | -9855.2477 | -10889.7966 | 3.9768 | 11.2204 | 21.0001 | -0.23895 | -193.6907 | -19.3774 | -172.5312 | 7.4688 | 7.4688 | 0 | 0 | -40.3775 | -158.8405 | 61659.5 | 2.2781 | -133.248
380000 |  | 1.0622 | 0.34391 | 0.0020711 | 0.029187 | -3.1124 | 4.2447 |  | 0.022566 | -1.5708 | 47.2853 | 1.5496 | 19.9266 | 1.5206 | 0.95158 | -0.31246 | 0.57405 | -0.95935 | -19.2948 | -145.5811 | 34.4189 |  | 1 | 47.2747 | -0.0063209 | 0.0044314 | 3409.4269 | -5088.8393 |  | 10000 | 3230.4369 | 1 | 19.9014 | 187.0975 | -493.0748 |  | 0.00069252 | -26.3158 | -133914.4617 | -89725.2848 | 3.7319 | -9566.1262 | -10769.1955 | 3.9861 | 11.1907 | 20.9771 | -0.25417 | -194.5629 | -19.6179 | -173.1861 | 6.8139 | 6.8139 | 0 | 0 | -40.5951 | -158.6232 | 63095.734 | 2.4499 | -132.866
385000 |  | 1.0638 | 0.34808 | 0.0020175 | 0.028806 | -3.1128 | 4.2447 |  | 0.022273 | -1.5708 | 47.9072 | 1.5499 | 20.1881 | 1.5212 | 0.95039 | -0.31631 | 0.56902 | -0.96548 | -19.4833 | -145.8824 | 34.1176 |  | 1 | 47.8967 | -0.0064884 | 0.0044897 | 3349.9323 | -5063.9186 |  | 10000 | 3272.9426 | 1 | 20.1633 | 186.4597 | -486.7028 |  | 0.00067465 | -25.974 | -131528.0934 | -87014.6459 | 3.7261 | -9289.1138 | -10651.5236 | 3.9952 | 11.1587 | 20.9523 | -0.26915 | -195.4213 | -19.8572 | -173.8273 | 6.1727 | 6.1727 | 0 | 0 | -40.8095 | -158.406 | 64565.423 | 2.6259 | -132.498
390000 |  | 1.0654 | 0.35224 | 0.0019661 | 0.028436 | -3.1132 | 4.2447 |  | 0.021988 | -1.5708 | 48.5291 | 1.5502 | 20.4496 | 1.5219 | 0.94919 | -0.32014 | 0.56406 | -0.97151 | -19.67 | -146.1786 | 33.8214 |  | 1 | 48.5188 | -0.006658 | 0.004548 | 3291.7405 | -5038.747 |  | 10000 | 3315.4484 | 1 | 20.4252 | 185.8462 | -480.4931 |  | 0.00065746 | -25.641 | -129196.4776 | -84406.9162 | 3.7203 | -9023.5592 | -10536.6535 | 4.0042 | 11.1246 | 20.9257 | -0.28389 | -196.2659 | -20.0951 | -174.4549 | 5.5451 | 5.5451 | 0 | 0 | -41.0208 | -158.189 | 66069.345 | 2.7941 | -132.279
395000 |  | 1.067 | 0.35638 | 0.0019165 | 0.028075 | -3.1135 | 4.2447 |  | 0.021709 | -1.5708 | 49.151 | 1.5504 | 20.7112 | 1.5225 | 0.94798 | -0.32396 | 0.55916 | -0.97743 | -19.8548 | -146.4697 | 33.5303 |  | 1 | 49.1408 | -0.0068298 | 0.0046063 | 3234.8232 | -5013.3531 |  | 10000 | 3357.9541 | 1 | 20.687 | 185.2558 | -474.4394 |  | 0.00064092 | -25.3165 | -126918.2589 | -81897.4723 | 3.7146 | -8768.8535 | -10424.4659 | 4.013 | 11.0884 | 20.8974 | -0.2984 | -197.0969 | -20.3317 | -175.0691 | 4.9309 | 4.9309 | 0 | 0 | -41.2291 | -157.9722 | 67608.298 | 2.9581 | -132.034
400000 |  | 1.0687 | 0.36052 | 0.0018688 | 0.027722 | -3.1139 | 4.2447 |  | 0.021438 | -1.5708 | 49.7729 | 1.5507 | 20.9727 | 1.5231 | 0.94676 | -0.32778 | 0.55433 | -0.98324 | -20.0378 | -146.7559 | 33.2441 |  | 1 | 49.7628 | -0.0070038 | 0.0046646 | 3179.1524 | -4987.7639 |  | 10000 | 3400.4599 | 1 | 20.9489 | 184.6874 | -468.5361 |  | 0.000625 | -25 | -124692.1099 | -79481.9281 | 3.7091 | -8524.4267 | -10314.8493 | 4.0217 | 11.0504 | 20.8676 | -0.31267 | -197.9144 | -20.5669 | -175.67 | 4.33 | 4.33 | 0 | 0 | -41.4345 | -157.7556 | 69183.097 | 3.1565 | -131.408
405000 |  | 1.0704 | 0.36463 | 0.0018229 | 0.027379 | -3.1142 | 4.2447 |  | 0.021173 | -1.5708 | 50.3948 | 1.551 | 21.2343 | 1.5237 | 0.94553 | -0.33158 | 0.54956 | -0.98896 | -20.2191 | -147.0373 | 32.9627 |  | 1 | 50.3849 | -0.00718 | 0.0047229 | 3124.7004 | -4962.0048 |  | 10000 | 3442.9656 | 1 | 21.2108 | 184.1398 | -462.7775 |  | 0.00060966 | -24.6914 | -122516.731 | -77156.1213 | 3.7036 | -8289.7449 | -10207.6993 | 4.0303 | 11.0106 | 20.8362 | -0.3267 | -198.7186 | -20.8008 | -176.2579 | 3.7421 | 3.7421 | 0 | 0 | -41.6371 | -157.5393 | 70794.578 | 3.3256 | -131.172
410000 |  | 1.0721 | 0.36874 | 0.0017787 | 0.027044 | -3.1145 | 4.2447 |  | 0.020915 | -1.5708 | 51.0167 | 1.5512 | 21.4959 | 1.5243 | 0.94429 | -0.33538 | 0.54485 | -0.99458 | -20.3986 | -147.3139 | 32.6861 |  | 1 | 51.0069 | -0.0073584 | 0.0047813 | 3071.4397 | -4936.0998 |  | 10000 | 3485.4714 | 1 | 21.4726 | 183.612 | -457.1585 |  | 0.00059488 | -24.3902 | -120390.8506 | -74916.1009 | 3.6982 | -8064.3079 | -10102.9177 | 4.0387 | 10.9692 | 20.8035 | -0.34051 | -199.5096 | -21.0333 | -176.8328 | 3.1672 | 3.1672 | 0 | 0 | -41.8368 | -157.3232 | 72443.596 | 3.4992 | -130.929
415000 |  | 1.0738 | 0.37284 | 0.001736 | 0.026717 | -3.1149 | 4.2447 |  | 0.020663 | -1.5708 | 51.6386 | 1.5514 | 21.7575 | 1.5248 | 0.94303 | -0.33917 | 0.54021 | -1.0001 | -20.5765 | -147.5858 | 32.4142 |  | 1 | 51.6289 | -0.0075389 | 0.0048396 | 3019.3434 | -4910.0716 |  | 10000 | 3527.9771 | 1 | 21.7345 | 183.1031 | -451.6739 |  | 0.00058064 | -24.0964 | -118313.2249 | -72758.1145 | 3.6929 | -7847.6464 | -10000.4125 | 4.047 | 10.9263 | 20.7695 | -0.35409 | -200.2877 | -21.2644 | -177.395 | 2.605 | 2.605 | 0 | 0 | -42.0339 | -157.1073 | 74131.024 | 3.654 | -130.889
420000 |  | 1.0755 | 0.37692 | 0.0016949 | 0.026398 | -3.1152 | 4.2447 |  | 0.020417 | -1.5708 | 52.2605 | 1.5517 | 22.0191 | 1.5254 | 0.94177 | -0.34294 | 0.53564 | -1.0055 | -20.7527 | -147.8532 | 32.1468 |  | 1 | 52.251 | -0.0077217 | 0.0048979 | 2968.3848 | -4883.9415 |  | 10000 | 3570.4829 | 1 | 21.9963 | 182.6123 | -446.3192 |  | 0.00056689 | -23.8095 | -116282.6381 | -70678.5976 | 3.6877 | -7639.3198 | -9900.0972 | 4.0552 | 10.882 | 20.7342 | -0.36744 | -201.0528 | -21.4941 | -177.9446 | 2.0554 | 2.0554 | 0 | 0 | -42.2282 | -156.8918 | 75857.758 | 3.8308 | -130.622
425000 |  | 1.0772 | 0.38098 | 0.0016552 | 0.026087 | -3.1155 | 4.2447 |  | 0.020177 | -1.5708 | 52.8825 | 1.5519 | 22.2807 | 1.5259 | 0.9405 | -0.3467 | 0.53112 | -1.0109 | -20.9272 | -148.1162 | 31.8838 |  | 1 | 52.873 | -0.0079066 | 0.0049562 | 2918.5376 | -4857.7295 |  | 10000 | 3612.9886 | 1 | 22.2582 | 182.1386 | -441.0896 |  | 0.00055363 | -23.5294 | -114297.9019 | -68674.1629 | 3.6826 | -7438.9143 | -9801.8902 | 4.0632 | 10.8364 | 20.6977 | -0.38057 | -201.8053 | -21.7224 | -178.4819 | 1.5181 | 1.5181 | 0 | 0 | -42.42 | -156.6766 | 77624.712 | 4.031 | -130.361
430000 |  | 1.079 | 0.38504 | 0.0016168 | 0.025783 | -3.1158 | 4.2447 |  | 0.019942 | -1.5708 | 53.5044 | 1.5521 | 22.5423 | 1.5264 | 0.93922 | -0.35046 | 0.52666 | -1.0161 | -21.1001 | -148.3748 | 31.6252 |  | 1 | 53.495 | -0.0080938 | 0.0050145 | 2869.776 | -4831.4545 |  | 10000 | 3655.4944 | 1 | 22.5201 | 181.6814 | -435.981 |  | 0.00054083 | -23.2558 | -112357.8555 | -66741.5905 | 3.6776 | -7246.0411 | -9705.7146 | 4.0711 | 10.7896 | 20.6601 | -0.39349 | -202.5452 | -21.9492 | -179.007 | 0.99304 | 0.99304 | 0 | 0 | -42.6093 | -156.4617 | 79432.823 | 4.2341 | -130.174
435000 |  | 1.0808 | 0.38908 | 0.0015798 | 0.025486 | -3.1161 | 4.2447 |  | 0.019713 | -1.5708 | 54.1263 | 1.5523 | 22.8039 | 1.5269 | 0.93792 | -0.3542 | 0.52227 | -1.0213 | -21.2715 | -148.6291 | 31.3709 |  | 1 | 54.1171 | -0.0082831 | 0.0050728 | 2822.0746 | -4805.1343 |  | 10000 | 3698.0001 | 1 | 22.7819 | 181.2397 | -430.9891 |  | 0.00052847 | -22.9885 | -110461.3655 | -64877.8184 | 3.6726 | -7060.3343 | -9611.498 | 4.0788 | 10.7417 | 20.6214 | -0.40619 | -203.2728 | -22.1747 | -179.5201 | 0.47991 | 0.47991 | 0 | 0 | -42.7961 | -156.2472 | 81283.052 | 4.4202 | -130.057
440000 |  | 1.0826 | 0.39311 | 0.0015441 | 0.025195 | -3.1164 | 4.2447 |  | 0.019489 | -1.5708 | 54.7482 | 1.5525 | 23.0655 | 1.5274 | 0.93662 | -0.35794 | 0.51793 | -1.0264 | -21.4413 | -148.8793 | 31.1207 |  | 1 | 54.7391 | -0.0084746 | 0.0051311 | 2775.4085 | -4778.7854 |  | 10000 | 3740.5059 | 1 | 23.0438 | 180.813 | -426.11 |  | 0.00051653 | -22.7273 | -108607.3255 | -63079.934 | 3.6678 | -6881.4497 | -9519.1718 | 4.0865 | 10.6927 | 20.5818 | -0.41868 | -203.9883 | -22.3987 | -180.0215 | -0.021458 | -0.021458 | 0 | 0 | -42.9804 | -156.0331 | 83176.377 | 4.5639 | -130.116
445000 |  | 1.0844 | 0.39712 | 0.0015095 | 0.024911 | -3.1167 | 4.2447 |  | 0.01927 | -1.5708 | 55.3702 | 1.5527 | 23.3271 | 1.5279 | 0.93531 | -0.36166 | 0.51365 | -1.0314 | -21.6095 | -149.1253 | 30.8747 |  | 1 | 55.3611 | -0.0086683 | 0.0051894 | 2729.7531 | -4752.4235 |  | 10000 | 3783.0116 | 1 | 23.3056 | 180.4006 | -421.34 |  | 0.00050499 | -22.4719 | -106794.6559 | -61345.1662 | 3.663 | -6709.0628 | -9428.6711 | 4.0939 | 10.6429 | 20.5412 | -0.43095 | -204.6919 | -22.6212 | -180.5113 | -0.51127 | -0.51127 | 0 | 0 | -43.1624 | -155.8194 | 85113.804 | 4.7605 | -129.973
450000 |  | 1.0862 | 0.40112 | 0.0014761 | 0.024634 | -3.117 | 4.2447 |  | 0.019056 | -1.5708 | 55.9921 | 1.5529 | 23.5887 | 1.5284 | 0.93399 | -0.36537 | 0.50943 | -1.0363 | -21.7763 | -149.3674 | 30.6326 |  | 1 | 55.9832 | -0.0088642 | 0.0052477 | 2685.0845 | -4726.0633 |  | 10000 | 3825.5174 | 1 | 23.5675 | 180.0018 | -416.6753 |  | 0.00049383 | -22.2222 | -105022.3032 | -59670.8772 | 3.6583 | -6542.8682 | -9339.9346 | 4.1013 | 10.5922 | 20.4998 | -0.44303 | -205.3837 | -22.8424 | -180.9897 | -0.98973 | -0.98973 | 0 | 0 | -43.3421 | -155.6061 | 87096.359 | 4.9475 | -129.962
455000 |  | 1.0881 | 0.40511 | 0.0014438 | 0.024362 | -3.1172 | 4.2447 |  | 0.018847 | -1.5708 | 56.614 | 1.5531 | 23.8503 | 1.5289 | 0.93266 | -0.36908 | 0.50527 | -1.0411 | -21.9416 | -149.6055 | 30.3945 |  | 1 | 56.6052 | -0.0090622 | 0.005306 | 2641.379 | -4699.7185 |  | 10000 | 3868.0231 | 1 | 23.8294 | 179.616 | -412.1127 |  | 0.00048303 | -21.978 | -103289.2404 | -58054.5556 | 3.6536 | -6382.5776 | -9252.9039 | 4.1085 | 10.5408 | 20.4575 | -0.4549 | -206.0639 | -23.062 | -181.457 | -1.457 | -1.457 | 0 | 0 | -43.5195 | -155.3932 | 89125.094 | 5.2143 | -129.731
460000 |  | 1.0899 | 0.40908 | 0.0014126 | 0.024097 | -3.1175 | 4.2447 |  | 0.018642 | -1.5708 | 57.236 | 1.5533 | 24.112 | 1.5293 | 0.93132 | -0.37277 | 0.50116 | -1.0459 | -22.1054 | -149.8398 | 30.1602 |  | 1 | 57.2273 | -0.0092625 | 0.0053643 | 2598.6136 | -4673.4019 |  | 10000 | 3910.5289 | 1 | 24.0912 | 179.2427 | -407.6487 |  | 0.00047259 | -21.7391 | -101594.4657 | -56493.8095 | 3.6491 | -6227.9191 | -9167.5239 | 4.1157 | 10.4887 | 20.4145 | -0.46657 | -206.7327 | -23.2803 | -181.9134 | -1.9134 | -1.9134 | 0 | 0 | -43.6947 | -155.1807 | 91201.084 | 5.4051 | -129.683
465000 |  | 1.0918 | 0.41304 | 0.0013823 | 0.023837 | -3.1178 | 4.2447 |  | 0.018441 | -1.5708 | 57.8579 | 1.5535 | 24.3736 | 1.5298 | 0.92998 | -0.37645 | 0.49711 | -1.0505 | -22.2678 | -150.0703 | 29.9297 |  | 1 | 57.8493 | -0.009465 | 0.0054226 | 2556.7658 | -4647.1256 |  | 10000 | 3953.0346 | 1 | 24.3531 | 178.8814 | -403.2802 |  | 0.00046248 | -21.5054 | -99937.003 | -54986.3603 | 3.6446 | -6078.6361 | -9083.742 | 4.1227 | 10.436 | 20.3707 | -0.47805 | -207.3904 | -23.497 | -182.3591 | -2.3591 | -2.3591 | 0 | 0 | -43.8677 | -154.9687 | 93325.43 | 5.6015 | -129.644
470000 |  | 1.0937 | 0.41699 | 0.0013531 | 0.023583 | -3.118 | 4.2447 |  | 0.018245 | -1.5708 | 58.4799 | 1.5537 | 24.6353 | 1.5302 | 0.92862 | -0.38012 | 0.49312 | -1.0551 | -22.4288 | -150.2972 | 29.7028 |  | 1 | 58.4713 | -0.0096696 | 0.0054809 | 2515.8134 | -4620.9009 |  | 10000 | 3995.5404 | 1 | 24.615 | 178.5315 | -399.0042 |  | 0.00045269 | -21.2766 | -98315.9007 | -53530.0367 | 3.6402 | -5934.486 | -9001.5084 | 4.1295 | 10.3828 | 20.3263 | -0.48934 | -208.0371 | -23.7124 | -182.7943 | -2.7943 | -2.7943 | 0 | 0 | -44.0386 | -154.7571 | 95499.259 | 5.7946 | -129.63
475000 |  | 1.0956 | 0.42092 | 0.0013247 | 0.023334 | -3.1183 | 4.2447 |  | 0.018053 | -1.5708 | 59.1018 | 1.5539 | 24.8969 | 1.5306 | 0.92726 | -0.38378 | 0.48917 | -1.0597 | -22.5884 | -150.5205 | 29.4795 |  | 1 | 59.0934 | -0.0098764 | 0.0055393 | 2475.7348 | -4594.7381 |  | 10000 | 4038.0461 | 1 | 24.8768 | 178.1926 | -394.8178 |  | 0.00044321 | -21.0526 | -96730.2319 | -52122.7687 | 3.6358 | -5795.2395 | -8920.7755 | 4.1363 | 10.3291 | 20.2812 | -0.50044 | -208.673 | -23.9262 | -183.2191 | -3.2191 | -3.2191 | 0 | 0 | -44.2075 | -154.5461 | 97723.722 | 5.9856 | -129.621
480000 |  | 1.0976 | 0.42484 | 0.0012972 | 0.023091 | -3.1185 | 4.2447 |  | 0.017865 | -1.5708 | 59.7238 | 1.5541 | 25.1586 | 1.531 | 0.92588 | -0.38743 | 0.48528 | -1.0641 | -22.7466 | -150.7402 | 29.2598 |  | 1 | 59.7154 | -0.010085 | 0.0055976 | 2436.5088 | -4568.6472 |  | 10000 | 4080.5519 | 1 | 25.1387 | 177.8642 | -390.7182 |  | 0.00043403 | -20.8333 | -95179.0933 | -50762.5826 | 3.6316 | -5660.68 | -8841.498 | 4.1429 | 10.2749 | 20.2356 | -0.51135 | -209.2983 | -24.1387 | -183.6339 | -3.6339 | -3.6339 | 0 | 0 | -44.3742 | -154.3355 | 100000 | 6.1811 | -129.59
485000 |  | 1.0995 | 0.42874 | 0.0012706 | 0.022852 | -3.1187 | 4.2447 |  | 0.017681 | -1.5708 | 60.3457 | 1.5542 | 25.4202 | 1.5314 | 0.9245 | -0.39107 | 0.48144 | -1.0685 | -22.9035 | -150.9565 | 29.0435 |  | 1 | 60.3374 | -0.010297 | 0.0056559 | 2398.1148 | -4542.6373 |  | 10000 | 4123.0576 | 1 | 25.4005 | 177.5459 | -386.7027 |  | 0.00042512 | -20.6186 | -93661.6055 | -49447.5962 | 3.6273 | -5530.6022 | -8763.6327 | 4.1494 | 10.2204 | 20.1894 | -0.52208 | -209.9133 | -24.3496 | -184.0387 | -4.0387 | -4.0387 | 0 | 0 | -44.539 | -154.1255 | 102329.299 | 6.3763 | -129.611
490000 |  | 1.1015 | 0.43264 | 0.0012447 | 0.022618 | -3.119 | 4.2447 |  | 0.0175 | -1.5708 | 60.9677 | 1.5544 | 25.6819 | 1.5318 | 0.92311 | -0.3947 | 0.47765 | -1.0728 | -23.059 | -151.1694 | 28.8306 |  | 1 | 60.9595 | -0.01051 | 0.0057142 | 2360.5325 | -4516.7169 |  | 10000 | 4165.5634 | 1 | 25.6624 | 177.2372 | -382.7687 |  | 0.00041649 | -20.4082 | -92176.9119 | -48176.0134 | 3.6232 | -5404.8119 | -8687.1385 | 4.1558 | 10.1657 | 20.1427 | -0.53264 | -210.518 | -24.5591 | -184.4339 | -4.4339 | -4.4339 | 0 | 0 | -44.7018 | -153.9159 | 104712.855 | 6.5692 | -129.617
495000 |  | 1.1035 | 0.43651 | 0.0012197 | 0.022389 | -3.1192 | 4.2447 |  | 0.017324 | -1.5708 | 61.5896 | 1.5546 | 25.9435 | 1.5322 | 0.92172 | -0.39831 | 0.47392 | -1.0771 | -23.2133 | -151.379 | 28.621 |  | 1 | 61.5815 | -0.010726 | 0.0057725 | 2323.7422 | -4490.8938 |  | 10000 | 4208.0691 | 1 | 25.9243 | 176.9379 | -378.9139 |  | 0.00040812 | -20.202 | -90724.1785 | -46946.1205 | 3.6191 | -5283.1252 | -8611.9759 | 4.1621 | 10.1106 | 20.0955 | -0.54302 | -211.1127 | -24.7672 | -184.8196 | -4.8196 | -4.8196 | 0 | 0 | -44.8628 | -153.7069 | 107151.931 | 6.7708 | -129.576
500000 |  | 1.1055 | 0.44038 | 0.0011954 | 0.022165 | -3.1194 | 4.2447 |  | 0.01715 | -1.5708 | 62.2116 | 1.5547 | 26.2052 | 1.5326 | 0.92031 | -0.40192 | 0.47023 | -1.0812 | -23.3662 | -151.5854 | 28.4146 |  | 1 | 62.2035 | -0.010943 | 0.0058308 | 2287.7248 | -4465.1754 |  | 10000 | 4250.5749 | 1 | 26.1861 | 176.6474 | -375.1359 |  | 0.0004 | -20 | -89302.5934 | -45756.2813 | 3.6151 | -5165.3677 | -8538.1073 | 4.1683 | 10.0554 | 20.048 | -0.55323 | -211.6976 | -24.9738 | -185.196 | -5.196 | -5.196 | 0 | 0 | -45.0218 | -153.4984 | 109647.82 | 6.985 | -129.528
505000 |  | 1.1075 | 0.44422 | 0.0011718 | 0.021945 | -3.1196 | 4.2447 |  | 0.016981 | -1.5708 | 62.8335 | 1.5549 | 26.4669 | 1.533 | 0.9189 | -0.40551 | 0.46659 | -1.0854 | -23.518 | -151.7886 | 28.2114 |  | 1 | 62.8256 | -0.011163 | 0.0058891 | 2252.4612 | -4439.5686 |  | 10000 | 4293.0806 | 1 | 26.448 | 176.3656 | -371.4323 |  | 0.00039212 | -19.802 | -87911.3663 | -44604.9338 | 3.6111 | -5051.3741 | -8465.4966 | 4.1744 | 10 | 20 | -0.56327 | -212.2728 | -25.179 | -185.5633 | -5.5633 | -5.5633 | 0 | 0 | -45.179 | -153.2905 | 112201.845 | 7.2121 | -129.443
510000 |  | 1.1095 | 0.44806 | 0.0011489 | 0.021729 | -3.1199 | 4.2447 |  | 0.016814 | -1.5708 | 63.4555 | 1.555 | 26.7286 | 1.5334 | 0.91748 | -0.4091 | 0.463 | -1.0894 | -23.6684 | -151.9887 | 28.0113 |  | 1 | 63.4476 | -0.011386 | 0.0059474 | 2217.9333 | -4414.0796 |  | 10000 | 4335.5864 | 1 | 26.7098 | 176.0919 | -367.8011 |  | 0.00038447 | -19.6078 | -86549.7281 | -43490.5859 | 3.6072 | -4940.9874 | -8394.1094 | 4.1804 | 9.9444 | 19.9516 | -0.57314 | -212.8387 | -25.3828 | -185.9218 | -5.9218 | -5.9218 | 0 | 0 | -45.3343 | -153.0831 | 114815.362 | 7.4725 | -129.585
515000 |  | 1.1116 | 0.45188 | 0.0011267 | 0.021518 | -3.1201 | 4.2447 |  | 0.016651 | -1.5708 | 64.0774 | 1.5552 | 26.9902 | 1.5337 | 0.91605 | -0.41267 | 0.45946 | -1.0934 | -23.8177 | -152.1858 | 27.8142 |  | 1 | 64.0696 | -0.01161 | 0.0060057 | 2184.1231 | -4388.7143 |  | 10000 | 4378.0921 | 1 | 26.9717 | 175.8262 | -364.2401 |  | 0.00037704 | -19.4175 | -85216.9301 | -42411.8123 | 3.6034 | -4834.0588 | -8323.9127 | 4.1862 | 9.8888 | 19.9029 | -0.58286 | -213.3952 | -25.5851 | -186.2715 | -6.2715 | -6.2715 | 0 | 0 | -45.488 | -152.8763 | 117489.755 | 7.6754 | -129.617
520000 |  | 1.1136 | 0.45569 | 0.0011051 | 0.021311 | -3.1203 | 4.2447 |  | 0.016491 | -1.5708 | 64.6994 | 1.5553 | 27.2519 | 1.5341 | 0.91462 | -0.41623 | 0.45596 | -1.0973 | -23.9657 | -152.3799 | 27.6201 |  | 1 | 64.6917 | -0.011836 | 0.006064 | 2151.0131 | -4363.4781 |  | 10000 | 4420.5978 | 1 | 27.2336 | 175.5681 | -360.7472 |  | 0.00036982 | -19.2308 | -83912.2439 | -41367.2508 | 3.5996 | -4730.4468 | -8254.8745 | 4.192 | 9.8332 | 19.8539 | -0.59241 | -213.9427 | -25.7859 | -186.6127 | -6.6127 | -6.6127 | 0 | 0 | -45.6398 | -152.67 | 120226.443 | 7.9446 | -129.863
525000 |  | 1.1157 | 0.45948 | 0.0010842 | 0.021107 | -3.1205 | 4.2447 |  | 0.016334 | -1.5708 | 65.3214 | 1.5555 | 27.5136 | 1.5344 | 0.91318 | -0.41978 | 0.45251 | -1.1012 | -24.1125 | -152.5711 | 27.4289 |  | 1 | 65.3137 | -0.012065 | 0.0061223 | 2118.5863 | -4338.3758 |  | 10000 | 4463.1036 | 1 | 27.4954 | 175.3173 | -357.3207 |  | 0.00036281 | -19.0476 | -82634.9609 | -40355.5994 | 3.5959 | -4630.0171 | -8186.9646 | 4.1977 | 9.7775 | 19.8046 | -0.60181 | -214.4813 | -25.9854 | -186.9457 | -6.9457 | -6.9457 | 0 | 0 | -45.79 | -152.4644 | 123026.877 | 8.1866 | -130.313
530000 |  | 1.1178 | 0.46326 | 0.0010638 | 0.020908 | -3.1207 | 4.2447 |  | 0.01618 | -1.5708 | 65.9433 | 1.5556 | 27.7753 | 1.5348 | 0.91173 | -0.42332 | 0.44911 | -1.105 | -24.2582 | -152.7594 | 27.2406 |  | 1 | 65.9357 | -0.012296 | 0.0061806 | 2086.8261 | -4313.4121 |  | 10000 | 4505.6093 | 1 | 27.7573 | 175.0736 | -353.9585 |  | 0.000356 | -18.8679 | -81384.3915 | -39375.6134 | 3.5922 | -4532.6421 | -8120.1536 | 4.2033 | 9.7219 | 19.755 | -0.61106 | -215.0111 | -26.1834 | -187.2705 | -7.2705 | -7.2705 | 0 | 0 | -45.9385 | -152.2593 | 125892.541 | 8.4446 | -130.771
535000 |  | 1.1199 | 0.46702 | 0.001044 | 0.020712 | -3.1209 | 4.2447 |  | 0.016028 | -1.5708 | 66.5653 | 1.5558 | 28.037 | 1.5351 | 0.91028 | -0.42685 | 0.44575 | -1.1088 | -24.4027 | -152.945 | 27.055 |  | 1 | 66.5578 | -0.012529 | 0.006239 | 2055.7163 | -4288.5912 |  | 10000 | 4548.1151 | 1 | 28.0191 | 174.8367 | -350.6589 |  | 0.00034938 | -18.6916 | -80159.8647 | -38426.1021 | 3.5886 | -4438.2001 | -8054.4135 | 4.2088 | 9.6663 | 19.7052 | -0.62016 | -215.5325 | -26.3801 | -187.5873 | -7.5873 | -7.5873 | 0 | 0 | -46.0853 | -152.0549 | 128824.955 | 8.6781 | -131.426
540000 |  | 1.1221 | 0.47077 | 0.0010247 | 0.02052 | -3.1211 | 4.2447 |  | 0.01588 | -1.5708 | 67.1873 | 1.5559 | 28.2987 | 1.5355 | 0.90881 | -0.43036 | 0.44243 | -1.1125 | -24.5461 | -153.1278 | 26.8722 |  | 1 | 67.1798 | -0.012764 | 0.0062973 | 2025.2411 | -4263.9168 |  | 10000 | 4590.6208 | 1 | 28.281 | 174.6063 | -347.4202 |  | 0.00034294 | -18.5185 | -78960.7281 | -37505.9267 | 3.585 | -4346.5758 | -7989.7173 | 4.2141 | 9.6109 | 19.6552 | -0.62911 | -216.0454 | -26.5753 | -187.8964 | -7.8964 | -7.8964 | 0 | 0 | -46.2306 | -151.851 | 131825.674 | 8.8889 | -132.064
545000 |  | 1.1242 | 0.47451 | 0.001006 | 0.020331 | -3.1213 | 4.2447 |  | 0.015734 | -1.5708 | 67.8092 | 1.556 | 28.5604 | 1.5358 | 0.90735 | -0.43387 | 0.43916 | -1.1161 | -24.6883 | -153.3079 | 26.6921 |  | 1 | 67.8019 | -0.013002 | 0.0063556 | 1995.3851 | -4239.3925 |  | 10000 | 4633.1266 | 1 | 28.5429 | 174.3822 | -344.2407 |  | 0.00033667 | -18.3486 | -77786.3467 | -36613.9975 | 3.5815 | -4257.659 | -7926.0388 | 4.2194 | 9.5555 | 19.6051 | -0.63792 | -216.5501 | -26.7691 | -188.1979 | -8.1979 | -8.1979 | 0 | 0 | -46.3742 | -151.6478 | 134896.288 | 9.0987 | -132.629
550000 |  | 1.1264 | 0.47823 | 0.00098778 | 0.020146 | -3.1214 | 4.2447 |  | 0.015591 | -1.5708 | 68.4312 | 1.5562 | 28.8221 | 1.5361 | 0.90587 | -0.43736 | 0.43593 | -1.1197 | -24.8295 | -153.4854 | 26.5146 |  | 1 | 68.4239 | -0.013242 | 0.0064139 | 1966.1333 | -4215.0214 |  | 10000 | 4675.6323 | 1 | 28.8047 | 174.1642 | -341.1188 |  | 0.00033058 | -18.1818 | -76636.1032 | -35749.2716 | 3.5781 | -4171.3451 | -7863.3531 | 4.2247 | 9.5002 | 19.5547 | -0.64659 | -217.0468 | -26.9616 | -188.492 | -8.492 | -8.492 | 0 | 0 | -46.5163 | -151.4452 | 138038.426 | 9.3197 | -133.267
555000 |  | 1.1285 | 0.48194 | 0.00097005 | 0.019965 | -3.1216 | 4.2447 |  | 0.015451 | -1.5708 | 69.0532 | 1.5563 | 29.0838 | 1.5364 | 0.90439 | -0.44085 | 0.43274 | -1.1233 | -24.9695 | -153.6604 | 26.3396 |  | 1 | 69.0459 | -0.013483 | 0.0064722 | 1937.4711 | -4190.8064 |  | 10000 | 4718.1381 | 1 | 29.0666 | 173.952 | -338.053 |  | 0.00032465 | -18.018 | -75509.3968 | -34910.7504 | 3.5747 | -4087.5342 | -7801.6359 | 4.2298 | 9.4452 | 19.5042 | -0.65512 | -217.5357 | -27.1527 | -188.7788 | -8.7788 | -8.7788 | 0 | 0 | -46.6569 | -151.2432 | 141253.754 | 9.529 | -133.959
560000 |  | 1.1307 | 0.48563 | 0.00095279 | 0.019786 | -3.1218 | 4.2447 |  | 0.015313 | -1.5708 | 69.6751 | 1.5564 | 29.3455 | 1.5367 | 0.9029 | -0.44432 | 0.42959 | -1.1268 | -25.1085 | -153.8328 | 26.1672 |  | 1 | 69.668 | -0.013727 | 0.0065305 | 1909.3844 | -4166.7501 |  | 10000 | 4760.6438 | 1 | 29.3285 | 173.7455 | -335.0417 |  | 0.00031888 | -17.8571 | -74405.6434 | -34097.4779 | 3.5713 | -4006.1313 | -7740.8641 | 4.2348 | 9.3903 | 19.4536 | -0.66352 | -218.0168 | -27.3424 | -189.0586 | -9.0586 | -9.0586 | 0 | 0 | -46.7959 | -151.0418 | 144543.977 | 9.7313 | -134.752
565000 |  | 1.1329 | 0.48931 | 0.00093599 | 0.019611 | -3.122 | 4.2447 |  | 0.015177 | -1.5708 | 70.2971 | 1.5566 | 29.6072 | 1.537 | 0.90141 | -0.44778 | 0.42648 | -1.1302 | -25.2464 | -154.0028 | 25.9972 |  | 1 | 70.29 | -0.013974 | 0.0065888 | 1881.8591 | -4142.8548 |  | 10000 | 4803.1496 | 1 | 29.5903 | 173.5444 | -332.0835 |  | 0.00031326 | -17.6991 | -73324.2748 | -33308.5384 | 3.568 | -3927.0456 | -7681.0151 | 4.2398 | 9.3356 | 19.4028 | -0.67178 | -218.4903 | -27.5307 | -189.3314 | -9.3314 | -9.3314 | 0 | 0 | -46.9335 | -150.8411 | 147910.839 | 9.901 | -135.724
570000 |  | 1.1352 | 0.49297 | 0.00091963 | 0.019438 | -3.1222 | 4.2447 |  | 0.015044 | -1.5708 | 70.9191 | 1.5567 | 29.8689 | 1.5373 | 0.89991 | -0.45122 | 0.42342 | -1.1336 | -25.3833 | -154.1703 | 25.8297 |  | 1 | 70.912 | -0.014222 | 0.0066471 | 1854.8818 | -4119.1226 |  | 10000 | 4845.6553 | 1 | 29.8522 | 173.3486 | -329.1771 |  | 0.00030779 | -17.5439 | -72264.7384 | -32543.0546 | 3.5647 | -3850.1907 | -7622.0674 | 4.2446 | 9.2811 | 19.352 | -0.67992 | -218.9564 | -27.7177 | -189.5975 | -9.5975 | -9.5975 | 0 | 0 | -47.0697 | -150.641 | 151356.125 | 10.0764 | -136.342
575000 |  | 1.1374 | 0.49662 | 0.00090369 | 0.019269 | -3.1223 | 4.2447 |  | 0.014913 | -1.5708 | 71.5411 | 1.5568 | 30.1306 | 1.5376 | 0.89841 | -0.45466 | 0.42039 | -1.1369 | -25.5192 | -154.3355 | 25.6645 |  | 1 | 71.5341 | -0.014473 | 0.0067054 | 1828.4394 | -4095.5553 |  | 10000 | 4888.1611 | 1 | 30.114 | 173.1579 | -326.321 |  | 0.00030246 | -17.3913 | -71226.4965 | -31800.1857 | 3.5615 | -3775.4839 | -7563.9998 | 4.2494 | 9.2269 | 19.3011 | -0.68793 | -219.4153 | -27.9033 | -189.8569 | -9.8569 | -9.8569 | 0 | 0 | -47.2044 | -150.4416 | 154881.662 | 10.266 | -136.816
580000 |  | 1.1397 | 0.50026 | 0.00088817 | 0.019103 | -3.1225 | 4.2447 |  | 0.014785 | -1.5708 | 72.163 | 1.5569 | 30.3924 | 1.5379 | 0.8969 | -0.45809 | 0.4174 | -1.1402 | -25.654 | -154.4984 | 25.5016 |  | 1 | 72.1561 | -0.014725 | 0.0067637 | 1802.5191 | -4072.1546 |  | 10000 | 4930.6668 | 1 | 30.3759 | 172.972 | -323.514 |  | 0.00029727 | -17.2414 | -70209.0265 | -31079.1259 | 3.5583 | -3702.8466 | -7506.7923 | 4.2541 | 9.1729 | 19.2501 | -0.69581 | -219.8671 | -28.0876 | -190.11 | -10.11 | -10.11 | 0 | 0 | -47.3377 | -150.2428 | 158489.319 | 10.4788 | -137.47
585000 |  | 1.1419 | 0.50388 | 0.00087304 | 0.018939 | -3.1227 | 4.2447 |  | 0.014658 | -1.5708 | 72.785 | 1.5571 | 30.6541 | 1.5382 | 0.89539 | -0.4615 | 0.41444 | -1.1435 | -25.7878 | -154.659 | 25.341 |  | 1 | 72.7781 | -0.01498 | 0.006822 | 1777.1083 | -4048.9218 |  | 10000 | 4973.1726 | 1 | 30.6378 | 172.791 | -320.7548 |  | 0.00029221 | -17.094 | -69211.8199 | -30379.1029 | 3.5552 | -3632.2034 | -7450.4253 | 4.2588 | 9.1192 | 19.1991 | -0.70358 | -220.3119 | -28.2706 | -190.3567 | -10.3567 | -10.3567 | 0 | 0 | -47.4697 | -150.0447 | 162181.01 | 10.7419 | -137.469
590000 |  | 1.1442 | 0.50749 | 0.00085829 | 0.018778 | -3.1228 | 4.2447 |  | 0.014534 | -1.5708 | 73.407 | 1.5572 | 30.9158 | 1.5384 | 0.89387 | -0.4649 | 0.41153 | -1.1467 | -25.9207 | -154.8174 | 25.1826 |  | 1 | 73.4002 | -0.015238 | 0.0068803 | 1752.1949 | -4025.8582 |  | 10000 | 5015.6783 | 1 | 30.8996 | 172.6145 | -318.0423 |  | 0.00028727 | -16.9492 | -68234.3822 | -29699.3756 | 3.5521 | -3563.4823 | -7394.8799 | 4.2633 | 9.0657 | 19.148 | -0.71122 | -220.7499 | -28.4523 | -190.5972 | -10.5972 | -10.5972 | 0 | 0 | -47.6003 | -149.8473 | 165958.691 | 11.0235 | -138.312
595000 |  | 1.1465 | 0.51108 | 0.00084392 | 0.01862 | -3.123 | 4.2447 |  | 0.014412 | -1.5708 | 74.029 | 1.5573 | 31.1775 | 1.5387 | 0.89234 | -0.46829 | 0.40865 | -1.1498 | -26.0525 | -154.9736 | 25.0264 |  | 1 | 74.0222 | -0.015497 | 0.0069386 | 1727.7671 | -4002.9649 |  | 10000 | 5058.1841 | 1 | 31.1615 | 172.4424 | -315.3752 |  | 0.00028247 | -16.8067 | -67276.2323 | -29039.2335 | 3.5491 | -3496.6148 | -7340.1377 | 4.2678 | 9.0126 | 19.097 | -0.71875 | -221.1813 | -28.6326 | -190.8318 | -10.8318 | -10.8318 | 0 | 0 | -47.7296 | -149.6505 | 169824.365 | 11.2343 | -140.114
600000 |  | 1.1488 | 0.51466 | 0.0008299 | 0.018465 | -3.1231 | 4.2447 |  | 0.014292 | -1.5708 | 74.6509 | 1.5574 | 31.4392 | 1.539 | 0.89081 | -0.47167 | 0.40581 | -1.1529 | -26.1835 | -155.1277 | 24.8723 |  | 1 | 74.6442 | -0.015759 | 0.006997 | 1703.8134 | -3980.2426 |  | 10000 | 5100.6898 | 1 | 31.4233 | 172.2746 | -312.7524 |  | 0.00027778 | -16.6667 | -66336.9025 | -28397.995 | 3.5461 | -3431.535 | -7286.1812 | 4.2722 | 8.9597 | 19.0459 | -0.72616 | -221.6061 | -28.8117 | -191.0605 | -11.0605 | -11.0605 | 0 | 0 | -47.8575 | -149.4545 | 173780.083 | 11.3918 | -141.173
605000 |  | 1.1511 | 0.51822 | 0.00081623 | 0.018312 | -3.1233 | 4.2447 |  | 0.014174 | -1.5708 | 75.2729 | 1.5575 | 31.701 | 1.5392 | 0.88928 | -0.47504 | 0.403 | -1.156 | -26.3134 | -155.2797 | 24.7203 |  | 1 | 75.2663 | -0.016022 | 0.0070553 | 1680.3224 | -3957.692 |  | 10000 | 5143.1956 | 1 | 31.6852 | 172.1109 | -310.1728 |  | 0.00027321 | -16.5289 | -65415.9378 | -27775.0058 | 3.5431 | -3368.1802 | -7232.993 | 4.2766 | 8.9072 | 18.9948 | -0.73346 | -222.0244 | -28.9894 | -191.2835 | -11.2835 | -11.2835 | 0 | 0 | -47.9842 | -149.259 | 177827.941 | 11.6125 | -141.862
610000 |  | 1.1535 | 0.52177 | 0.0008029 | 0.018162 | -3.1234 | 4.2447 |  | 0.014058 | -1.5708 | 75.8949 | 1.5576 | 31.9627 | 1.5395 | 0.88774 | -0.47839 | 0.40023 | -1.159 | -26.4424 | -155.4296 | 24.5704 |  | 1 | 75.8883 | -0.016288 | 0.0071136 | 1657.2834 | -3935.3138 |  | 10000 | 5185.7013 | 1 | 31.9471 | 171.9512 | -307.6354 |  | 0.00026874 | -16.3934 | -64512.8955 | -27169.638 | 3.5402 | -3306.4901 | -7180.5566 | 4.2809 | 8.8549 | 18.9437 | -0.74066 | -222.4365 | -29.1659 | -191.5009 | -11.5009 | -11.5009 | 0 | 0 | -48.1096 | -149.0643 | 181970.086 | 11.8933 | -143.414
615000 |  | 1.1558 | 0.5253 | 0.00078989 | 0.018014 | -3.1236 | 4.2447 |  | 0.013943 | -1.5708 | 76.5169 | 1.5577 | 32.2244 | 1.5398 | 0.88619 | -0.48174 | 0.39749 | -1.162 | -26.5705 | -155.5775 | 24.4225 |  | 1 | 76.5103 | -0.016556 | 0.0071719 | 1634.6856 | -3913.1083 |  | 10000 | 5228.2071 | 1 | 32.2089 | 171.7954 | -305.1392 |  | 0.00026439 | -16.2602 | -63627.3451 | -26581.2888 | 3.5373 | -3246.4072 | -7128.856 | 4.2851 | 8.8031 | 18.8927 | -0.74774 | -222.8425 | -29.3411 | -191.7128 | -11.7128 | -11.7128 | 0 | 0 | -48.2338 | -148.8703 | 186208.714 | 12.0278 | -144.279
620000 |  | 1.1582 | 0.52882 | 0.00077719 | 0.017868 | -3.1237 | 4.2447 |  | 0.013831 | -1.5708 | 77.1389 | 1.5578 | 32.4862 | 1.54 | 0.88464 | -0.48507 | 0.39479 | -1.165 | -26.6977 | -155.7235 | 24.2765 |  | 1 | 77.1324 | -0.016827 | 0.0072302 | 1612.5188 | -3891.0758 |  | 10000 | 5270.7128 | 1 | 32.4708 | 171.6434 | -302.6831 |  | 0.00026015 | -16.129 | -62758.8679 | -26009.3794 | 3.5345 | -3187.8764 | -7077.8755 | 4.2892 | 8.7515 | 18.8417 | -0.75472 | -223.2424 | -29.5151 | -191.9194 | -11.9194 | -11.9194 | 0 | 0 | -48.3568 | -148.6769 | 190546.072 | 12.1826 | -145.408
625000 |  | 1.1606 | 0.53233 | 0.0007648 | 0.017725 | -3.1239 | 4.2447 |  | 0.01372 | -1.5708 | 77.7608 | 1.5579 | 32.7479 | 1.5403 | 0.88309 | -0.48839 | 0.39211 | -1.1679 | -26.824 | -155.8675 | 24.1325 |  | 1 | 77.7544 | -0.017099 | 0.0072885 | 1590.7727 | -3869.2165 |  | 10000 | 5313.2186 | 1 | 32.7326 | 171.495 | -300.2661 |  | 0.000256 | -16 | -61907.0565 | -25453.3536 | 3.5317 | -3130.845 | -7027.5999 | 4.2933 | 8.7003 | 18.7907 | -0.7616 | -223.6365 | -29.6878 | -192.1207 | -12.1207 | -12.1207 | 0 | 0 | -48.4785 | -148.4843 | 194984.46 | 12.4584 | -146.886
630000 |  | 1.163 | 0.53582 | 0.0007527 | 0.017584 | -3.124 | 4.2447 |  | 0.013611 | -1.5708 | 78.3828 | 1.558 | 33.0097 | 1.5405 | 0.88153 | -0.4917 | 0.38948 | -1.1707 | -26.9494 | -156.0096 | 23.9904 |  | 1 | 78.3765 | -0.017374 | 0.0073468 | 1569.4376 | -3847.5303 |  | 10000 | 5355.7243 | 1 | 32.9945 | 171.3501 | -297.8875 |  | 0.00025195 | -15.873 | -61071.5146 | -24912.6775 | 3.5289 | -3075.2622 | -6978.0145 | 4.2973 | 8.6495 | 18.7398 | -0.76838 | -224.0247 | -29.8593 | -192.317 | -12.317 | -12.317 | 0 | 0 | -48.5991 | -148.2923 | 199526.231 | 12.6511 | -147.237
635000 |  | 1.1654 | 0.5393 | 0.00074089 | 0.017446 | -3.1241 | 4.2447 |  | 0.013504 | -1.5708 | 79.0048 | 1.5581 | 33.2714 | 1.5407 | 0.87997 | -0.495 | 0.38687 | -1.1736 | -27.074 | -156.1499 | 23.8501 |  | 1 | 78.9985 | -0.017651 | 0.0074051 | 1548.5039 | -3826.0173 |  | 10000 | 5398.2301 | 1 | 33.2564 | 171.2086 | -295.5461 |  | 0.000248 | -15.748 | -60251.8567 | -24386.8377 | 3.5262 | -3021.0797 | -6929.1052 | 4.3012 | 8.599 | 18.6889 | -0.77505 | -224.4073 | -30.0296 | -192.5083 | -12.5083 | -12.5083 | 0 | 0 | -48.7185 | -148.101 | 204173.794 | 12.9036 | -148.923
640000 |  | 1.1678 | 0.54276 | 0.00072935 | 0.017309 | -3.1243 | 4.2447 |  | 0.013399 | -1.5708 | 79.6268 | 1.5582 | 33.5331 | 1.541 | 0.87841 | -0.49828 | 0.3843 | -1.1764 | -27.1977 | -156.2883 | 23.7117 |  | 1 | 79.6205 | -0.01793 | 0.0074634 | 1527.9624 | -3804.6772 |  | 10000 | 5440.7358 | 1 | 33.5182 | 171.0704 | -293.2413 |  | 0.00024414 | -15.625 | -59447.7077 | -23875.3409 | 3.5235 | -2968.2508 | -6880.858 | 4.3051 | 8.5488 | 18.6381 | -0.78163 | -224.7844 | -30.1986 | -192.6948 | -12.6948 | -12.6948 | 0 | 0 | -48.8368 | -147.9105 | 208929.613 | 13.1541 | -149.921
645000 |  | 1.1703 | 0.54621 | 0.00071808 | 0.017175 | -3.1244 | 4.2447 |  | 0.013295 | -1.5708 | 80.2488 | 1.5583 | 33.7949 | 1.5412 | 0.87684 | -0.50156 | 0.38175 | -1.1791 | -27.3205 | -156.425 | 23.575 |  | 1 | 80.2426 | -0.018211 | 0.0075217 | 1507.8038 | -3783.5097 |  | 10000 | 5483.2416 | 1 | 33.7801 | 170.9354 | -290.9721 |  | 0.00024037 | -15.5039 | -58658.7026 | -23377.713 | 3.5208 | -2916.7311 | -6833.2596 | 4.309 | 8.499 | 18.5874 | -0.78812 | -225.156 | -30.3665 | -192.8766 | -12.8766 | -12.8766 | 0 | 0 | -48.9539 | -147.7206 | 213796.209 | 13.3684 | -151.101
650000 |  | 1.1727 | 0.54964 | 0.00070707 | 0.017043 | -3.1245 | 4.2447 |  | 0.013193 | -1.5708 | 80.8708 | 1.5584 | 34.0566 | 1.5414 | 0.87526 | -0.50482 | 0.37924 | -1.1818 | -27.4424 | -156.5599 | 23.4401 |  | 1 | 80.8646 | -0.018494 | 0.00758 | 1488.0195 | -3762.5145 |  | 10000 | 5525.7473 | 1 | 34.042 | 170.8035 | -288.7377 |  | 0.00023669 | -15.3846 | -57884.4864 | -22893.4979 | 3.5182 | -2866.4778 | -6786.2968 | 4.3127 | 8.4496 | 18.5368 | -0.79451 | -225.5222 | -30.5332 | -193.0537 | -13.0537 | -13.0537 | 0 | 0 | -49.0699 | -147.5314 | 218776.162 | 13.6015 | -153.087
655000 |  | 1.1752 | 0.55306 | 0.00069631 | 0.016912 | -3.1247 | 4.2447 |  | 0.013092 | -1.5708 | 81.4928 | 1.5585 | 34.3184 | 1.5417 | 0.87369 | -0.50807 | 0.37676 | -1.1845 | -27.5636 | -156.6931 | 23.3069 |  | 1 | 81.4866 | -0.01878 | 0.0076383 | 1468.6007 | -3741.6912 |  | 10000 | 5568.2531 | 1 | 34.3038 | 170.6746 | -286.5374 |  | 0.00023309 | -15.2672 | -57124.7137 | -22422.2573 | 3.5156 | -2817.4497 | -6739.9569 | 4.3164 | 8.4006 | 18.4862 | -0.80081 | -225.8833 | -30.6986 | -193.2263 | -13.2263 | -13.2263 | 0 | 0 | -49.1849 | -147.343 | 223872.114 | 13.8704 | -154.707
660000 |  | 1.1777 | 0.55646 | 0.00068579 | 0.016784 | -3.1248 | 4.2447 |  | 0.012993 | -1.5708 | 82.1148 | 1.5586 | 34.5801 | 1.5419 | 0.87211 | -0.51131 | 0.3743 | -1.1872 | -27.6839 | -156.8246 | 23.1754 |  | 1 | 82.1087 | -0.019068 | 0.0076967 | 1449.5392 | -3721.0391 |  | 10000 | 5610.7588 | 1 | 34.5657 | 170.5486 | -284.3703 |  | 0.00022957 | -15.1515 | -56379.0482 | -21963.5692 | 3.5131 | -2769.6076 | -6694.2276 | 4.3201 | 8.352 | 18.4358 | -0.80703 | -226.2392 | -30.8629 | -193.3945 | -13.3945 | -13.3945 | 0 | 0 | -49.2987 | -147.1553 | 229086.765 | 14.1297 | -156.46
665000 |  | 1.1802 | 0.55986 | 0.00067551 | 0.016658 | -3.1249 | 4.2447 |  | 0.012895 | -1.5708 | 82.7367 | 1.5587 | 34.8419 | 1.5421 | 0.87052 | -0.51453 | 0.37188 | -1.1898 | -27.8034 | -156.9545 | 23.0455 |  | 1 | 82.7307 | -0.019358 | 0.007755 | 1430.8267 | -3700.5578 |  | 10000 | 5653.2646 | 1 | 34.8275 | 170.4255 | -282.2357 |  | 0.00022613 | -15.0376 | -55647.1627 | -21517.0279 | 3.5106 | -2722.9134 | -6649.0969 | 4.3237 | 8.3037 | 18.3854 | -0.81315 | -226.5902 | -31.0261 | -193.5584 | -13.5584 | -13.5584 | 0 | 0 | -49.4115 | -146.9682 | 234422.882 | 14.4516 | -158.775
670000 |  | 1.1827 | 0.56323 | 0.00066546 | 0.016533 | -3.1251 | 4.2447 |  | 0.012799 | -1.5708 | 83.3587 | 1.5588 | 35.1036 | 1.5423 | 0.86894 | -0.51775 | 0.36948 | -1.1923 | -27.9222 | -157.0827 | 22.9173 |  | 1 | 83.3527 | -0.01965 | 0.0078133 | 1412.4553 | -3680.2466 |  | 10000 | 5695.7703 | 1 | 35.0894 | 170.3051 | -280.1329 |  | 0.00022277 | -14.9254 | -54928.7389 | -21082.2428 | 3.5081 | -2677.3308 | -6604.553 | 4.3273 | 8.2558 | 18.3352 | -0.81919 | -226.9362 | -31.1881 | -193.7181 | -13.7181 | -13.7181 | 0 | 0 | -49.5232 | -146.7819 | 239883.292 | 14.4628 | -161.529
675000 |  | 1.1852 | 0.56659 | 0.00065563 | 0.016411 | -3.1252 | 4.2447 |  | 0.012704 | -1.5708 | 83.9807 | 1.5589 | 35.3654 | 1.5425 | 0.86735 | -0.52095 | 0.36712 | -1.1949 | -28.0401 | -157.2093 | 22.7907 |  | 1 | 83.9748 | -0.019944 | 0.0078716 | 1394.4173 | -3660.1047 |  | 10000 | 5738.2761 | 1 | 35.3513 | 170.1874 | -278.0612 |  | 0.00021948 | -14.8148 | -54223.4669 | -20658.8381 | 3.5056 | -2632.8249 | -6560.5848 | 4.3308 | 8.2083 | 18.285 | -0.82515 | -227.2774 | -31.3489 | -193.8737 | -13.8737 | -13.8737 | 0 | 0 | -49.634 | -146.5963 | 245470.892 | 14.5759 | -163.597
680000 |  | 1.1877 | 0.56994 | 0.00064602 | 0.01629 | -3.1253 | 4.2447 |  | 0.012611 | -1.5708 | 84.6027 | 1.559 | 35.6272 | 1.5427 | 0.86575 | -0.52414 | 0.36478 | -1.1974 | -28.1572 | -157.3344 | 22.6656 |  | 1 | 84.5968 | -0.020241 | 0.0079299 | 1376.7052 | -3640.1313 |  | 10000 | 5780.7818 | 1 | 35.6131 | 170.0722 | -276.0198 |  | 0.00021626 | -14.7059 | -53531.045 | -20246.4517 | 3.5032 | -2589.3622 | -6517.181 | 4.3342 | 8.1611 | 18.235 | -0.83102 | -227.6139 | -31.5087 | -194.0253 | -14.0253 | -14.0253 | 0 | 0 | -49.7437 | -146.4115 | 251188.643 | 14.7446 | -165.896
685000 |  | 1.1903 | 0.57327 | 0.00063662 | 0.016171 | -3.1254 | 4.2447 |  | 0.012518 | -1.5708 | 85.2247 | 1.5591 | 35.8889 | 1.5429 | 0.86416 | -0.52732 | 0.36247 | -1.1999 | -28.2736 | -157.458 | 22.542 |  | 1 | 85.2188 | -0.02054 | 0.0079882 | 1359.3115 | -3620.3257 |  | 10000 | 5823.2876 | 1 | 35.875 | 169.9596 | -274.0082 |  | 0.00021312 | -14.5985 | -52851.1797 | -19844.7354 | 3.5008 | -2546.9102 | -6474.3309 | 4.3376 | 8.1144 | 18.1851 | -0.83681 | -227.9457 | -31.6673 | -194.173 | -14.173 | -14.173 | 0 | 0 | -49.8524 | -146.2273 | 257039.578 | 14.891 | -168.07
690000 |  | 1.1929 | 0.57659 | 0.00062742 | 0.016054 | -3.1255 | 4.2447 |  | 0.012428 | -1.5708 | 85.8467 | 1.5591 | 36.1507 | 1.5431 | 0.86256 | -0.53049 | 0.36018 | -1.2023 | -28.3892 | -157.58 | 22.42 |  | 1 | 85.8409 | -0.020841 | 0.0080465 | 1342.2292 | -3600.6868 |  | 10000 | 5865.7933 | 1 | 36.1368 | 169.8493 | -272.0257 |  | 0.00021004 | -14.4928 | -52183.5853 | -19453.3534 | 3.4984 | -2505.4379 | -6432.024 | 4.3409 | 8.068 | 18.1353 | -0.84252 | -228.273 | -31.8248 | -194.3169 | -14.3169 | -14.3169 | 0 | 0 | -49.9601 | -146.0439 | 263026.799 | 14.9779 | -170.824
695000 |  | 1.1954 | 0.5799 | 0.00061842 | 0.015938 | -3.1257 | 4.2447 |  | 0.012338 | -1.5708 | 86.4687 | 1.5592 | 36.4124 | 1.5433 | 0.86096 | -0.53365 | 0.35792 | -1.2048 | -28.5041 | -157.7006 | 22.2994 |  | 1 | 86.4629 | -0.021144 | 0.0081048 | 1325.4513 | -3581.2139 |  | 10000 | 5908.299 | 1 | 36.3987 | 169.7415 | -270.0717 |  | 0.00020703 | -14.3885 | -51527.9833 | -19071.9826 | 3.4961 | -2464.9154 | -6390.2501 | 4.3442 | 8.022 | 18.0857 | -0.84816 | -228.5959 | -31.9812 | -194.457 | -14.457 | -14.457 | 0 | 0 | -50.0669 | -145.8611 | 269153.48 | 15.0854 | -173.353
700000 |  | 1.198 | 0.58319 | 0.00060962 | 0.015824 | -3.1258 | 4.2447 |  | 0.01225 | -1.5708 | 87.0907 | 1.5593 | 36.6742 | 1.5435 | 0.85935 | -0.53679 | 0.35569 | -1.2071 | -28.6182 | -157.8197 | 22.1803 |  | 1 | 87.0849 | -0.021449 | 0.0081631 | 1308.9709 | -3561.9059 |  | 10000 | 5950.8048 | 1 | 36.6606 | 169.636 | -268.1455 |  | 0.00020408 | -14.2857 | -50884.1031 | -18700.3113 | 3.4938 | -2425.314 | -6348.9993 | 4.3475 | 7.9764 | 18.0362 | -0.85372 | -228.9144 | -32.1365 | -194.5935 | -14.5935 | -14.5935 | 0 | 0 | -50.1727 | -145.6791 | 275422.87 | 15.1145 | -175.807
705000 |  | 1.2006 | 0.58646 | 0.000601 | 0.015712 | -3.1259 | 4.2447 |  | 0.012163 | -1.5708 | 87.7127 | 1.5594 | 36.936 | 1.5437 | 0.85775 | -0.53993 | 0.35349 | -1.2095 | -28.7316 | -157.9374 | 22.0626 |  | 1 | 87.707 | -0.021757 | 0.0082214 | 1292.7815 | -3542.7618 |  | 10000 | 5993.3105 | 1 | 36.9224 | 169.5327 | -266.2465 |  | 0.0002012 | -14.1844 | -50251.6809 | -18338.0396 | 3.4915 | -2386.606 | -6308.2618 | 4.3507 | 7.9312 | 17.9868 | -0.8592 | -229.2286 | -32.2907 | -194.7265 | -14.7265 | -14.7265 | 0 | 0 | -50.2775 | -145.4979 | 281838.293 | 15.1486 | -177.724
710000 |  | 1.2032 | 0.58973 | 0.00059256 | 0.015601 | -3.126 | 4.2447 |  | 0.012078 | -1.5708 | 88.3347 | 1.5595 | 37.1977 | 1.5439 | 0.85614 | -0.54305 | 0.3513 | -1.2118 | -28.8443 | -158.0537 | 21.9463 |  | 1 | 88.329 | -0.022066 | 0.0082797 | 1276.8767 | -3523.7806 |  | 10000 | 6035.8163 | 1 | 37.1843 | 169.4315 | -264.3743 |  | 0.00019837 | -14.0845 | -49630.4598 | -17984.878 | 3.4892 | -2348.7647 | -6268.0282 | 4.3539 | 7.8864 | 17.9376 | -0.86461 | -229.5387 | -32.4439 | -194.856 | -14.856 | -14.856 | 0 | 0 | -50.3815 | -145.3173 | 288403.15 | 14.961 | -178.921
715000 |  | 1.2059 | 0.59297 | 0.00058429 | 0.015492 | -3.1261 | 4.2447 |  | 0.011993 | -1.5708 | 88.9567 | 1.5596 | 37.4595 | 1.5441 | 0.85453 | -0.54616 | 0.34915 | -1.2141 | -28.9563 | -158.1687 | 21.8313 |  | 1 | 88.9511 | -0.022378 | 0.008338 | 1261.2501 | -3504.9612 |  | 10000 | 6078.322 | 1 | 37.4461 | 169.3325 | -262.5281 |  | 0.00019561 | -13.986 | -49020.1898 | -17640.5478 | 3.487 | -2311.7645 | -6228.2893 | 4.357 | 7.8419 | 17.8885 | -0.86995 | -229.8446 | -32.596 | -194.9821 | -14.9821 | -14.9821 | 0 | 0 | -50.4845 | -145.1375 | 295120.923 | 14.9462 | -181.99
720000 |  | 1.2085 | 0.59621 | 0.0005762 | 0.015384 | -3.1262 | 4.2447 |  | 0.01191 | -1.5708 | 89.5787 | 1.5596 | 37.7213 | 1.5443 | 0.85291 | -0.54926 | 0.34702 | -1.2164 | -29.0675 | -158.2823 | 21.7177 |  | 1 | 89.5731 | -0.022692 | 0.0083963 | 1245.8957 | -3486.3025 |  | 10000 | 6120.8278 | 1 | 37.708 | 169.2355 | -260.7076 |  | 0.0001929 | -13.8889 | -48420.6274 | -17304.7799 | 3.4848 | -2275.5805 | -6189.0361 | 4.3601 | 7.7978 | 17.8395 | -0.87522 | -230.1465 | -32.7471 | -195.1048 | -15.1048 | -15.1048 | 0 | 0 | -50.5866 | -144.9584 | 301995.172 | 15.1762 | -183.361
725000 |  | 1.2112 | 0.59943 | 0.00056828 | 0.015278 | -3.1263 | 4.2447 |  | 0.011828 | -1.5708 | 90.2007 | 1.5597 | 37.983 | 1.5445 | 0.8513 | -0.55234 | 0.34491 | -1.2187 | -29.1781 | -158.3945 | 21.6055 |  | 1 | 90.1951 | -0.023009 | 0.0084547 | 1230.8075 | -3467.8033 |  | 10000 | 6163.3335 | 1 | 37.9699 | 169.1406 | -258.9121 |  | 0.00019025 | -13.7931 | -47831.5354 | -16977.315 | 3.4827 | -2240.189 | -6150.2598 | 4.3631 | 7.7542 | 17.7907 | -0.88042 | -230.4444 | -32.8972 | -195.2244 | -15.2244 | -15.2244 | 0 | 0 | -50.6878 | -144.78 | 309029.543 | 15.2847 | -186.209
730000 |  | 1.2138 | 0.60263 | 0.00056052 | 0.015173 | -3.1264 | 4.2447 |  | 0.011747 | -1.5708 | 90.8227 | 1.5598 | 38.2448 | 1.5446 | 0.84968 | -0.55542 | 0.34282 | -1.2209 | -29.2879 | -158.5055 | 21.4945 |  | 1 | 90.8172 | -0.023327 | 0.008513 | 1215.9797 | -3449.4625 |  | 10000 | 6205.8393 | 1 | 38.2317 | 169.0475 | -257.1412 |  | 0.00018765 | -13.6986 | -47252.6827 | -16657.9029 | 3.4805 | -2205.567 | -6111.9519 | 4.3661 | 7.7108 | 17.742 | -0.88555 | -230.7385 | -33.0462 | -195.3408 | -15.3408 | -15.3408 | 0 | 0 | -50.7882 | -144.6023 | 316227.766 | 15.3318 | -189.75
735000 |  | 1.2165 | 0.60582 | 0.00055291 | 0.01507 | -3.1265 | 4.2447 |  | 0.011667 | -1.5708 | 91.4447 | 1.5599 | 38.5066 | 1.5448 | 0.84806 | -0.55848 | 0.34076 | -1.2231 | -29.3971 | -158.6152 | 21.3848 |  | 1 | 91.4392 | -0.023648 | 0.0085713 | 1201.4065 | -3431.2789 |  | 10000 | 6248.345 | 1 | 38.4936 | 168.9564 | -255.3943 |  | 0.00018511 | -13.6054 | -46683.8443 | -16346.3025 | 3.4784 | -2171.6923 | -6074.1041 | 4.369 | 7.6679 | 17.6935 | -0.89062 | -231.0287 | -33.1942 | -195.4541 | -15.4541 | -15.4541 | 0 | 0 | -50.8877 | -144.4254 | 323593.657 | 15.3347 | -192.398
740000 |  | 1.2192 | 0.609 | 0.00054546 | 0.014968 | -3.1266 | 4.2447 |  | 0.011588 | -1.5708 | 92.0667 | 1.5599 | 38.7684 | 1.545 | 0.84644 | -0.56153 | 0.33873 | -1.2252 | -29.5056 | -158.7237 | 21.2763 |  | 1 | 92.0612 | -0.02397 | 0.0086296 | 1187.0826 | -3413.2513 |  | 10000 | 6290.8508 | 1 | 38.7555 | 168.8671 | -253.671 |  | 0.00018262 | -13.5135 | -46124.801 | -16042.2806 | 3.4763 | -2138.5436 | -6036.7081 | 4.3719 | 7.6253 | 17.6452 | -0.89562 | -231.3152 | -33.3412 | -195.5644 | -15.5644 | -15.5644 | 0 | 0 | -50.9863 | -144.2492 | 331131.121 | 15.331 | -194.603
745000 |  | 1.2219 | 0.61216 | 0.00053816 | 0.014867 | -3.1267 | 4.2447 |  | 0.01151 | -1.5708 | 92.6887 | 1.56 | 39.0301 | 1.5452 | 0.84482 | -0.56457 | 0.33671 | -1.2274 | -29.6135 | -158.8309 | 21.1691 |  | 1 | 92.6833 | -0.024295 | 0.0086879 | 1173.0026 | -3395.3785 |  | 10000 | 6333.3565 | 1 | 39.0173 | 168.7796 | -251.9707 |  | 0.00018017 | -13.4228 | -45575.3393 | -15745.6127 | 3.4742 | -2106.1003 | -5999.7561 | 4.3748 | 7.5831 | 17.597 | -0.90056 | -231.5981 | -33.4872 | -195.6718 | -15.6718 | -15.6718 | 0 | 0 | -51.0841 | -144.0737 | 338844.156 | 15.2844 | -197.853
750000 |  | 1.2246 | 0.61531 | 0.00053101 | 0.014768 | -3.1268 | 4.2447 |  | 0.011434 | -1.5708 | 93.3107 | 1.5601 | 39.2919 | 1.5453 | 0.84319 | -0.5676 | 0.33472 | -1.2295 | -29.7206 | -158.9369 | 21.0631 |  | 1 | 93.3053 | -0.024623 | 0.0087462 | 1159.1611 | -3377.6593 |  | 10000 | 6375.8623 | 1 | 39.2792 | 168.6938 | -250.2931 |  | 0.00017778 | -13.3333 | -45035.251 | -15456.0817 | 3.4722 | -2074.3424 | -5963.2402 | 4.3776 | 7.5413 | 17.5489 | -0.90543 | -231.8773 | -33.6322 | -195.7763 | -15.7763 | -15.7763 | 0 | 0 | -51.1811 | -143.899 | 346736.85 | 15.2954 | -200.482
755000 |  | 1.2273 | 0.61845 | 0.000524 | 0.01467 | -3.1269 | 4.2447 |  | 0.011358 | -1.5708 | 93.9327 | 1.5602 | 39.5537 | 1.5455 | 0.84157 | -0.57062 | 0.33275 | -1.2316 | -29.8272 | -159.0417 | 20.9583 |  | 1 | 93.9273 | -0.024952 | 0.0088045 | 1145.5531 | -3360.0923 |  | 10000 | 6418.368 | 1 | 39.541 | 168.6098 | -248.6376 |  | 0.00017543 | -13.245 | -44504.3333 | -15173.4782 | 3.4702 | -2043.2507 | -5927.153 | 4.3804 | 7.4998 | 17.501 | -0.91024 | -232.153 | -33.7762 | -195.878 | -15.878 | -15.878 | 0 | 0 | -51.2773 | -143.7249 | 354813.389 | 15.3028 | -203.332
760000 |  | 1.2301 | 0.62157 | 0.00051712 | 0.014574 | -3.127 | 4.2447 |  | 0.011283 | -1.5708 | 94.5547 | 1.5602 | 39.8155 | 1.5457 | 0.83994 | -0.57362 | 0.3308 | -1.2336 | -29.9331 | -159.1454 | 20.8546 |  | 1 | 94.5494 | -0.025284 | 0.0088628 | 1132.1736 | -3342.6764 |  | 10000 | 6460.8738 | 1 | 39.8029 | 168.5274 | -247.0039 |  | 0.00017313 | -13.1579 | -43982.3888 | -14897.6 | 3.4682 | -2012.8069 | -5891.4869 | 4.3832 | 7.4587 | 17.4533 | -0.91499 | -232.4253 | -33.9193 | -195.9769 | -15.9769 | -15.9769 | 0 | 0 | -51.3726 | -143.5516 | 363078.055 | 15.0492 | -205.195
765000 |  | 1.2328 | 0.62468 | 0.00051038 | 0.014478 | -3.1271 | 4.2447 |  | 0.011209 | -1.5708 | 95.1767 | 1.5603 | 40.0772 | 1.5458 | 0.83831 | -0.57661 | 0.32887 | -1.2357 | -30.0383 | -159.2479 | 20.7521 |  | 1 | 95.1714 | -0.025617 | 0.0089211 | 1119.0178 | -3325.4103 |  | 10000 | 6503.3795 | 1 | 40.0648 | 168.4466 | -245.3916 |  | 0.00017087 | -13.0719 | -43469.2248 | -14628.2517 | 3.4662 | -1982.9928 | -5856.2348 | 4.3859 | 7.418 | 17.4058 | -0.91969 | -232.6942 | -34.0614 | -196.0732 | -16.0732 | -16.0732 | 0 | 0 | -51.4672 | -143.379 | 371535.229 | 14.9002 | -207.41
770000 |  | 1.2356 | 0.62777 | 0.00050377 | 0.014384 | -3.1272 | 4.2447 |  | 0.011137 | -1.5708 | 95.7987 | 1.5604 | 40.339 | 1.546 | 0.83669 | -0.57959 | 0.32697 | -1.2377 | -30.143 | -159.3493 | 20.6507 |  | 1 | 95.7934 | -0.025953 | 0.0089794 | 1106.0809 | -3308.2927 |  | 10000 | 6545.8853 | 1 | 40.3266 | 168.3673 | -243.8001 |  | 0.00016866 | -12.987 | -42964.6537 | -14365.2446 | 3.4643 | -1953.7914 | -5821.3897 | 4.3886 | 7.3777 | 17.3584 | -0.92432 | -232.9597 | -34.2026 | -196.1669 | -16.1669 | -16.1669 | 0 | 0 | -51.561 | -143.2072 | 380189.396 | 14.938 | -210.394
775000 |  | 1.2384 | 0.63085 | 0.00049729 | 0.014291 | -3.1273 | 4.2447 |  | 0.011065 | -1.5708 | 96.4207 | 1.5604 | 40.6008 | 1.5462 | 0.83505 | -0.58256 | 0.32508 | -1.2397 | -30.247 | -159.4496 | 20.5504 |  | 1 | 96.4155 | -0.026292 | 0.0090377 | 1093.3583 | -3291.3223 |  | 10000 | 6588.391 | 1 | 40.5885 | 168.2896 | -242.2291 |  | 0.00016649 | -12.9032 | -42468.4925 | -14108.3965 | 3.4623 | -1925.1859 | -5786.9445 | 4.3912 | 7.3376 | 17.3111 | -0.9289 | -233.222 | -34.3429 | -196.258 | -16.258 | -16.258 | 0 | 0 | -51.654 | -143.036 | 389045.145 | 14.7561 | -213.043
780000 |  | 1.2411 | 0.63392 | 0.00049093 | 0.0142 | -3.1274 | 4.2447 |  | 0.010994 | -1.5708 | 97.0427 | 1.5605 | 40.8626 | 1.5463 | 0.83342 | -0.58552 | 0.32321 | -1.2417 | -30.3504 | -159.5488 | 20.4512 |  | 1 | 97.0375 | -0.026632 | 0.009096 | 1080.8454 | -3274.4978 |  | 10000 | 6630.8968 | 1 | 40.8503 | 168.2134 | -240.6782 |  | 0.00016437 | -12.8205 | -41980.563 | -13857.5311 | 3.4604 | -1897.1601 | -5752.8926 | 4.3938 | 7.298 | 17.2641 | -0.93342 | -233.481 | -34.4822 | -196.3466 | -16.3466 | -16.3466 | 0 | 0 | -51.7462 | -142.8656 | 398107.171 | 14.5255 | -214.585
785000 |  | 1.2439 | 0.63697 | 0.0004847 | 0.014109 | -3.1275 | 4.2447 |  | 0.010924 | -1.5708 | 97.6647 | 1.5606 | 41.1244 | 1.5465 | 0.83179 | -0.58847 | 0.32137 | -1.2436 | -30.4532 | -159.647 | 20.353 |  | 1 | 97.6595 | -0.026974 | 0.0091543 | 1068.538 | -3257.8179 |  | 10000 | 6673.4025 | 1 | 41.1122 | 168.1386 | -239.147 |  | 0.00016228 | -12.7389 | -41500.6913 | -13612.4782 | 3.4585 | -1869.6985 | -5719.2273 | 4.3964 | 7.2587 | 17.2172 | -0.93789 | -233.7369 | -34.6206 | -196.4328 | -16.4328 | -16.4328 | 0 | 0 | -51.8377 | -142.6959 | 407380.278 | 14.4298 | -217.343
790000 |  | 1.2467 | 0.64001 | 0.00047858 | 0.01402 | -3.1276 | 4.2447 |  | 0.010855 | -1.5708 | 98.2867 | 1.5606 | 41.3861 | 1.5466 | 0.83016 | -0.5914 | 0.31954 | -1.2455 | -30.5554 | -159.7441 | 20.2559 |  | 1 | 98.2816 | -0.027319 | 0.0092127 | 1056.4318 | -3241.2813 |  | 10000 | 6715.9083 | 1 | 41.3741 | 168.0653 | -237.6352 |  | 0.00016023 | -12.6582 | -41028.7079 | -13373.0734 | 3.4567 | -1842.786 | -5685.9423 | 4.399 | 7.2197 | 17.1704 | -0.9423 | -233.9897 | -34.7581 | -196.5166 | -16.5166 | -16.5166 | 0 | 0 | -51.9285 | -142.5269 | 416869.383 | 14.1268 | -219.017
795000 |  | 1.2496 | 0.64303 | 0.00047257 | 0.013931 | -3.1277 | 4.2447 |  | 0.010786 | -1.5708 | 98.9087 | 1.5607 | 41.6479 | 1.5468 | 0.82853 | -0.59433 | 0.31774 | -1.2475 | -30.657 | -159.8401 | 20.1599 |  | 1 | 98.9036 | -0.027666 | 0.009271 | 1044.5224 | -3224.8867 |  | 10000 | 6758.414 | 1 | 41.6359 | 167.9933 | -236.1424 |  | 0.00015822 | -12.5786 | -40564.4476 | -13139.1574 | 3.4548 | -1816.408 | -5653.0312 | 4.4015 | 7.1811 | 17.1239 | -0.94666 | -234.2394 | -34.8946 | -196.5981 | -16.5981 | -16.5981 | 0 | 0 | -52.0185 | -142.3587 | 426579.519 | 14.1063 | -221.394
800000 |  | 1.2524 | 0.64604 | 0.00046668 | 0.013844 | -3.1277 | 4.2447 |  | 0.010719 | -1.5708 | 99.5307 | 1.5607 | 41.9097 | 1.5469 | 0.82689 | -0.59724 | 0.31595 | -1.2493 | -30.758 | -159.9352 | 20.0648 |  | 1 | 99.5257 | -0.028015 | 0.0093293 | 1032.806 | -3208.6329 |  | 10000 | 6800.9198 | 1 | 41.8978 | 167.9227 | -234.6682 |  | 0.00015625 | -12.5 | -40107.7493 | -12910.5764 | 3.453 | -1790.5505 | -5620.4878 | 4.404 | 7.1429 | 17.0775 | -0.95096 | -234.4862 | -35.0303 | -196.6773 | -16.6773 | -16.6773 | 0 | 0 | -52.1078 | -142.1911 | 436515.832 | 13.8226 | -223.214
805000 |  | 1.2552 | 0.64904 | 0.0004609 | 0.013758 | -3.1278 | 4.2447 |  | 0.010652 | -1.5708 | 100.1527 | 1.5608 | 42.1715 | 1.5471 | 0.82526 | -0.60014 | 0.31418 | -1.2512 | -30.8584 | -160.0292 | 19.9708 |  | 1 | 100.1477 | -0.028366 | 0.0093876 | 1021.2785 | -3192.5184 |  | 10000 | 6843.4255 | 1 | 42.1596 | 167.8533 | -233.2123 |  | 0.00015432 | -12.4224 | -39658.4557 | -12687.1817 | 3.4512 | -1765.1998 | -5588.3062 | 4.4064 | 7.105 | 17.0312 | -0.95522 | -234.73 | -35.1652 | -196.7543 | -16.7543 | -16.7543 | 0 | 0 | -52.1964 | -142.0243 | 446683.592 | 13.5995 | -225.053
810000 |  | 1.2581 | 0.65203 | 0.00045523 | 0.013673 | -3.1279 | 4.2447 |  | 0.010587 | -1.5708 | 100.7747 | 1.5609 | 42.4333 | 1.5472 | 0.82362 | -0.60303 | 0.31243 | -1.253 | -30.9583 | -160.1223 | 19.8777 |  | 1 | 100.7697 | -0.02872 | 0.0094459 | 1009.936 | -3176.542 |  | 10000 | 6885.9313 | 1 | 42.4215 | 167.7853 | -231.7743 |  | 0.00015242 | -12.3457 | -39216.4138 | -12468.8294 | 3.4494 | -1740.3428 | -5556.4804 | 4.4089 | 7.0674 | 16.9852 | -0.95942 | -234.9709 | -35.2991 | -196.8291 | -16.8291 | -16.8291 | 0 | 0 | -52.2843 | -141.8582 | 457088.19 | 13.3674 | -226.502
815000 |  | 1.261 | 0.655 | 0.00044966 | 0.013589 | -3.128 | 4.2447 |  | 0.010522 | -1.5708 | 101.3967 | 1.5609 | 42.6951 | 1.5474 | 0.82199 | -0.60591 | 0.3107 | -1.2549 | -31.0576 | -160.2144 | 19.7856 |  | 1 | 101.3918 | -0.029076 | 0.0095042 | 998.7747 | -3160.7024 |  | 10000 | 6928.437 | 1 | 42.6834 | 167.7185 | -230.3539 |  | 0.00015055 | -12.2699 | -38781.474 | -12255.3802 | 3.4477 | -1715.9666 | -5525.0047 | 4.4113 | 7.0301 | 16.9393 | -0.96358 | -235.209 | -35.4322 | -196.9019 | -16.9019 | -16.9019 | 0 | 0 | -52.3715 | -141.6928 | 467735.141 | 13.1959 | 131.817
820000 |  | 1.2638 | 0.65795 | 0.00044419 | 0.013506 | -3.1281 | 4.2447 |  | 0.010458 | -1.5708 | 102.0187 | 1.561 | 42.9569 | 1.5475 | 0.82035 | -0.60877 | 0.30899 | -1.2567 | -31.1563 | -160.3056 | 19.6944 |  | 1 | 102.0138 | -0.029433 | 0.0095625 | 987.791 | -3144.9983 |  | 10000 | 6970.9428 | 1 | 42.9452 | 167.6529 | -228.9508 |  | 0.00014872 | -12.1951 | -38353.4904 | -12046.6995 | 3.4459 | -1692.059 | -5493.8733 | 4.4136 | 6.9932 | 16.8936 | -0.96769 | -235.4444 | -35.5644 | -196.9725 | -16.9725 | -16.9725 | 0 | 0 | -52.4579 | -141.5282 | 478630.092 | 13.0069 | 129.957
825000 |  | 1.2667 | 0.6609 | 0.00043882 | 0.013424 | -3.1282 | 4.2447 |  | 0.010394 | -1.5708 | 102.6407 | 1.5611 | 43.2187 | 1.5477 | 0.81871 | -0.61163 | 0.30729 | -1.2584 | -31.2545 | -160.3958 | 19.6042 |  | 1 | 102.6358 | -0.029793 | 0.0096208 | 976.9813 | -3129.4283 |  | 10000 | 7013.4485 | 1 | 43.2071 | 167.5885 | -227.5648 |  | 0.00014692 | -12.1212 | -37932.3209 | -11842.6568 | 3.4442 | -1668.6079 | -5463.0809 | 4.416 | 6.9567 | 16.848 | -0.97175 | -235.677 | -35.6958 | -197.0411 | -17.0411 | -17.0411 | 0 | 0 | -52.5438 | -141.3642 | 489778.819 | 12.7394 | 126.418
830000 |  | 1.2696 | 0.66383 | 0.00043355 | 0.013344 | -3.1282 | 4.2447 |  | 0.010332 | -1.5708 | 103.2627 | 1.5611 | 43.4805 | 1.5478 | 0.81708 | -0.61447 | 0.30561 | -1.2602 | -31.3521 | -160.4851 | 19.5149 |  | 1 | 103.2579 | -0.030156 | 0.0096791 | 966.3419 | -3113.9913 |  | 10000 | 7055.9543 | 1 | 43.469 | 167.5253 | -226.1953 |  | 0.00014516 | -12.0482 | -37517.8267 | -11643.126 | 3.4425 | -1645.6018 | -5432.622 | 4.4183 | 6.9204 | 16.8026 | -0.97576 | -235.9069 | -35.8263 | -197.1078 | -17.1078 | -17.1078 | 0 | 0 | -52.6289 | -141.2009 | 501187.234 | 12.4757 | 125.409
835000 |  | 1.2725 | 0.66674 | 0.00042837 | 0.013264 | -3.1283 | 4.2447 |  | 0.01027 | -1.5708 | 103.8847 | 1.5612 | 43.7422 | 1.5479 | 0.81544 | -0.6173 | 0.30395 | -1.262 | -31.4492 | -160.5735 | 19.4265 |  | 1 | 103.8799 | -0.03052 | 0.0097374 | 955.8696 | -3098.6858 |  | 10000 | 7098.46 | 1 | 43.7308 | 167.4632 | -224.8423 |  | 0.00014343 | -11.976 | -37109.8723 | -11447.985 | 3.4408 | -1623.0295 | -5402.4912 | 4.4205 | 6.8845 | 16.7574 | -0.97973 | -236.1341 | -35.956 | -197.1725 | -17.1725 | -17.1725 | 0 | 0 | -52.7134 | -141.0384 | 512861.384 | 12.1639 | 124.027
840000 |  | 1.2754 | 0.66965 | 0.00042328 | 0.013185 | -3.1284 | 4.2447 |  | 0.010209 | -1.5708 | 104.5067 | 1.5612 | 44.004 | 1.5481 | 0.81381 | -0.62012 | 0.30231 | -1.2637 | -31.5458 | -160.661 | 19.339 |  | 1 | 104.5019 | -0.030887 | 0.0097957 | 945.561 | -3083.5106 |  | 10000 | 7140.9658 | 1 | 43.9927 | 167.4022 | -223.5053 |  | 0.00014172 | -11.9048 | -36708.3258 | -11257.1155 | 3.4392 | -1600.88 | -5372.6835 | 4.4228 | 6.8489 | 16.7124 | -0.98365 | -236.3588 | -36.0849 | -197.2354 | -17.2354 | -17.2354 | 0 | 0 | -52.7973 | -140.8766 | 524807.46 | 11.9579 | 122.795
845000 |  | 1.2784 | 0.67254 | 0.00041829 | 0.013106 | -3.1285 | 4.2447 |  | 0.010148 | -1.5708 | 105.1287 | 1.5613 | 44.2658 | 1.5482 | 0.81217 | -0.62293 | 0.30068 | -1.2654 | -31.6418 | -160.7477 | 19.2523 |  | 1 | 105.124 | -0.031255 | 0.009854 | 935.4127 | -3068.4645 |  | 10000 | 7183.4715 | 1 | 44.2545 | 167.3423 | -222.1842 |  | 0.00014005 | -11.8343 | -36313.0581 | -11070.403 | 3.4375 | -1579.143 | -5343.1936 | 4.425 | 6.8136 | 16.6675 | -0.98752 | -236.581 | -36.2129 | -197.2964 | -17.2964 | -17.2964 | 0 | 0 | -52.8805 | -140.7155 | 537031.796 | 11.6902 | 121.763
850000 |  | 1.2813 | 0.67542 | 0.00041338 | 0.013029 | -3.1286 | 4.2447 |  | 0.010088 | -1.5708 | 105.7507 | 1.5613 | 44.5276 | 1.5483 | 0.81053 | -0.62573 | 0.29907 | -1.2671 | -31.7373 | -160.8335 | 19.1665 |  | 1 | 105.746 | -0.031626 | 0.0099124 | 925.4217 | -3053.5461 |  | 10000 | 7225.9773 | 1 | 44.5164 | 167.2834 | -220.8785 |  | 0.00013841 | -11.7647 | -35923.9434 | -10887.7367 | 3.4359 | -1557.8081 | -5314.0168 | 4.4272 | 6.7786 | 16.6228 | -0.99136 | -236.8006 | -36.3402 | -197.3556 | -17.3556 | -17.3556 | 0 | 0 | -52.963 | -140.555 | 549540.874 | 11.5758 | 121.762
855000 |  | 1.2843 | 0.67828 | 0.00040855 | 0.012953 | -3.1286 | 4.2447 |  | 0.010029 | -1.5708 | 106.3727 | 1.5614 | 44.7894 | 1.5485 | 0.8089 | -0.62852 | 0.29748 | -1.2687 | -31.8323 | -160.9184 | 19.0816 |  | 1 | 106.368 | -0.032 | 0.0099707 | 915.5847 | -3038.7541 |  | 10000 | 7268.483 | 1 | 44.7783 | 167.2256 | -219.5881 |  | 0.00013679 | -11.6959 | -35540.8589 | -10709.009 | 3.4343 | -1536.8655 | -5285.1481 | 4.4294 | 6.744 | 16.5783 | -0.99515 | -237.0178 | -36.4667 | -197.4131 | -17.4131 | -17.4131 | 0 | 0 | -53.045 | -140.3953 | 562341.325 | 11.314 | 119.894
860000 |  | 1.2872 | 0.68113 | 0.00040382 | 0.012878 | -3.1287 | 4.2447 |  | 0.0099711 | -1.5708 | 106.9948 | 1.5614 | 45.0512 | 1.5486 | 0.80726 | -0.63129 | 0.2959 | -1.2704 | -31.9267 | -161.0026 | 18.9974 |  | 1 | 106.9901 | -0.032375 | 0.010029 | 905.8988 | -3024.0874 |  | 10000 | 7310.9888 | 1 | 45.0401 | 167.1688 | -218.3127 |  | 0.00013521 | -11.6279 | -35163.6848 | -10534.116 | 3.4327 | -1516.3056 | -5256.5827 | 4.4316 | 6.7096 | 16.5339 | -0.9989 | -237.2325 | -36.5923 | -197.4688 | -17.4688 | -17.4688 | 0 | 0 | -53.1263 | -140.2363 | 575439.937 | 11.0791 | 119.196
865000 |  | 1.2902 | 0.68397 | 0.00039916 | 0.012803 | -3.1288 | 4.2447 |  | 0.0099135 | -1.5708 | 107.6168 | 1.5615 | 45.313 | 1.5487 | 0.80563 | -0.63406 | 0.29434 | -1.272 | -32.0207 | -161.0858 | 18.9142 |  | 1 | 107.6121 | -0.032753 | 0.010087 | 896.361 | -3009.5447 |  | 10000 | 7353.4945 | 1 | 45.302 | 167.1129 | -217.052 |  | 0.00013365 | -11.5607 | -34792.304 | -10362.9567 | 3.4311 | -1496.1192 | -5228.316 | 4.4337 | 6.6756 | 16.4898 | -1.0026 | -237.4449 | -36.7172 | -197.5229 | -17.5229 | -17.5229 | 0 | 0 | -53.207 | -140.078 | 588843.655 | 10.8666 | 116.889
870000 |  | 1.2932 | 0.68679 | 0.00039458 | 0.01273 | -3.1289 | 4.2447 |  | 0.0098565 | -1.5708 | 108.2388 | 1.5616 | 45.5748 | 1.5489 | 0.804 | -0.63681 | 0.29279 | -1.2736 | -32.1141 | -161.1683 | 18.8317 |  | 1 | 108.2341 | -0.033132 | 0.010146 | 886.9683 | -2995.1246 |  | 10000 | 7396.0002 | 1 | 45.5638 | 167.058 | -215.8058 |  | 0.00013212 | -11.4943 | -34426.6023 | -10195.4336 | 3.4295 | -1476.2971 | -5200.3434 | 4.4358 | 6.6418 | 16.4457 | -1.0063 | -237.6549 | -36.8413 | -197.5753 | -17.5753 | -17.5753 | 0 | 0 | -53.2871 | -139.9204 | 602559.586 | 10.6013 | 117.324
875000 |  | 1.2962 | 0.6896 | 0.00039009 | 0.012657 | -3.1289 | 4.2447 |  | 0.0098002 | -1.5708 | 108.8608 | 1.5616 | 45.8366 | 1.549 | 0.80236 | -0.63955 | 0.29126 | -1.2752 | -32.2071 | -161.25 | 18.75 |  | 1 | 108.8562 | -0.033514 | 0.010204 | 877.718 | -2980.826 |  | 10000 | 7438.506 | 1 | 45.8257 | 167.0041 | -214.5738 |  | 0.00013061 | -11.4286 | -34066.4682 | -10031.4519 | 3.428 | -1456.8307 | -5172.6604 | 4.4379 | 6.6084 | 16.4019 | -1.0099 | -237.8627 | -36.9647 | -197.6262 | -17.6262 | -17.6262 | 0 | 0 | -53.3666 | -139.7635 | 616595.002 | 10.4749 | 115.142
880000 |  | 1.2992 | 0.6924 | 0.00038566 | 0.012585 | -3.129 | 4.2447 |  | 0.0097445 | -1.5708 | 109.4828 | 1.5617 | 46.0984 | 1.5491 | 0.80073 | -0.64228 | 0.28975 | -1.2768 | -32.2995 | -161.331 | 18.669 |  | 1 | 109.4782 | -0.033898 | 0.010262 | 868.6072 | -2966.6476 |  | 10000 | 7481.0117 | 1 | 46.0876 | 166.951 | -213.3558 |  | 0.00012913 | -11.3636 | -33711.7927 | -9870.9197 | 3.4264 | -1437.7114 | -5145.2627 | 4.4399 | 6.5752 | 16.3582 | -1.0135 | -238.0681 | -37.0873 | -197.6754 | -17.6754 | -17.6754 | 0 | 0 | -53.4455 | -139.6073 | 630957.344 | 10.2838 | 115.247
885000 |  | 1.3022 | 0.69519 | 0.00038132 | 0.012514 | -3.1291 | 4.2447 |  | 0.0096894 | -1.5708 | 110.1048 | 1.5617 | 46.3602 | 1.5492 | 0.7991 | -0.645 | 0.28825 | -1.2784 | -32.3915 | -161.4111 | 18.5889 |  | 1 | 110.1003 | -0.034285 | 0.010321 | 859.6334 | -2952.5883 |  | 10000 | 7523.5175 | 1 | 46.3494 | 166.8989 | -212.1515 |  | 0.00012768 | -11.2994 | -33362.4694 | -9713.7482 | 3.4249 | -1418.9311 | -5118.1459 | 4.4419 | 6.5424 | 16.3147 | -1.017 | -238.2714 | -37.2091 | -197.7232 | -17.7232 | -17.7232 | 0 | 0 | -53.5238 | -139.4518 | 645654.229 | 9.9822 | 113.164
890000 |  | 1.3052 | 0.69796 | 0.00037704 | 0.012443 | -3.1291 | 4.2447 |  | 0.009635 | -1.5708 | 110.7268 | 1.5618 | 46.622 | 1.5493 | 0.79747 | -0.64771 | 0.28676 | -1.28 | -32.483 | -161.4905 | 18.5095 |  | 1 | 110.7223 | -0.034673 | 0.010379 | 850.7937 | -2938.6467 |  | 10000 | 7566.0232 | 1 | 46.6113 | 166.8477 | -210.9607 |  | 0.00012625 | -11.236 | -33018.3946 | -9559.8509 | 3.4234 | -1400.4817 | -5091.3058 | 4.444 | 6.5098 | 16.2714 | -1.0205 | -238.4725 | -37.3302 | -197.7694 | -17.7694 | -17.7694 | 0 | 0 | -53.6016 | -139.2969 | 660693.448 | 9.7521 | 112.872
895000 |  | 1.3083 | 0.70072 | 0.00037284 | 0.012374 | -3.1292 | 4.2447 |  | 0.0095812 | -1.5708 | 111.3488 | 1.5618 | 46.8838 | 1.5495 | 0.79584 | -0.65041 | 0.28529 | -1.2815 | -32.574 | -161.5691 | 18.4309 |  | 1 | 111.3443 | -0.035064 | 0.010437 | 842.0857 | -2924.8217 |  | 10000 | 7608.529 | 1 | 46.8731 | 166.7972 | -209.7833 |  | 0.00012484 | -11.1732 | -32679.4668 | -9409.1443 | 3.4219 | -1382.3555 | -5064.7383 | 4.4459 | 6.4775 | 16.2282 | -1.024 | -238.6714 | -37.4506 | -197.8142 | -17.8142 | -17.8142 | 0 | 0 | -53.6788 | -139.1428 | 676082.975 | 9.5118 | 110.592
900000 |  | 1.3113 | 0.70347 | 0.00036871 | 0.012305 | -3.1293 | 4.2447 |  | 0.009528 | -1.5708 | 111.9708 | 1.5619 | 47.1456 | 1.5496 | 0.79421 | -0.6531 | 0.28383 | -1.283 | -32.6645 | -161.6471 | 18.3529 |  | 1 | 111.9664 | -0.035457 | 0.010495 | 833.5069 | -2911.1121 |  | 10000 | 7651.0347 | 1 | 47.135 | 166.7477 | -208.6189 |  | 0.00012346 | -11.1111 | -32345.5868 | -9261.5472 | 3.4205 | -1364.5449 | -5038.4393 | 4.4479 | 6.4455 | 16.1852 | -1.0274 | -238.8682 | -37.5702 | -197.8576 | -17.8576 | -17.8576 | 0 | 0 | -53.7554 | -138.9894 | 691830.971 | 9.2831 | 111.013
905000 |  | 1.3143 | 0.7062 | 0.00036464 | 0.012237 | -3.1294 | 4.2447 |  | 0.0094753 | -1.5708 | 112.5928 | 1.5619 | 47.4074 | 1.5497 | 0.79258 | -0.65577 | 0.28239 | -1.2845 | -32.7546 | -161.7242 | 18.2758 |  | 1 | 112.5884 | -0.035852 | 0.010554 | 825.0547 | -2897.5167 |  | 10000 | 7693.5405 | 1 | 47.3969 | 166.6989 | -207.4673 |  | 0.0001221 | -11.0497 | -32016.6579 | -9116.9808 | 3.419 | -1347.0427 | -5012.4049 | 4.4499 | 6.4138 | 16.1424 | -1.0308 | -239.0629 | -37.6891 | -197.8995 | -17.8995 | -17.8995 | 0 | 0 | -53.8315 | -138.8366 | 707945.784 | 9.1003 | 109.21
910000 |  | 1.3174 | 0.70892 | 0.00036065 | 0.01217 | -3.1294 | 4.2447 |  | 0.0094233 | -1.5708 | 113.2148 | 1.562 | 47.6692 | 1.5498 | 0.79095 | -0.65844 | 0.28096 | -1.286 | -32.8442 | -161.8007 | 18.1993 |  | 1 | 113.2104 | -0.036249 | 0.010612 | 816.7269 | -2884.0343 |  | 10000 | 7736.0462 | 1 | 47.6587 | 166.651 | -206.3284 |  | 0.00012076 | -10.989 | -31692.5856 | -8975.3687 | 3.4176 | -1329.8418 | -4986.6311 | 4.4518 | 6.3824 | 16.0997 | -1.0342 | -239.2556 | -37.8073 | -197.9402 | -17.9402 | -17.9402 | 0 | 0 | -53.907 | -138.6845 | 724435.96 | 8.7908 | 107.553
915000 |  | 1.3205 | 0.71163 | 0.00035672 | 0.012103 | -3.1295 | 4.2447 |  | 0.0093718 | -1.5708 | 113.8369 | 1.562 | 47.931 | 1.5499 | 0.78932 | -0.66109 | 0.27955 | -1.2875 | -32.9334 | -161.8765 | 18.1235 |  | 1 | 113.8325 | -0.036648 | 0.01067 | 808.5209 | -2870.6637 |  | 10000 | 7778.552 | 1 | 47.9206 | 166.6038 | -205.2019 |  | 0.00011944 | -10.929 | -31373.2774 | -8836.6368 | 3.4161 | -1312.9352 | -4961.1142 | 4.4537 | 6.3512 | 16.0572 | -1.0375 | -239.4463 | -37.9248 | -197.9794 | -17.9794 | -17.9794 | 0 | 0 | -53.982 | -138.5331 | 741310.241 | 8.615 | 107.324
920000 |  | 1.3236 | 0.71433 | 0.00035285 | 0.012037 | -3.1296 | 4.2447 |  | 0.0093208 | -1.5708 | 114.4589 | 1.5621 | 48.1928 | 1.55 | 0.7877 | -0.66373 | 0.27815 | -1.2889 | -33.0221 | -161.9516 | 18.0484 |  | 1 | 114.4545 | -0.03705 | 0.010729 | 800.4346 | -2857.4039 |  | 10000 | 7821.0577 | 1 | 48.1825 | 166.5574 | -204.0876 |  | 0.00011815 | -10.8696 | -31058.6431 | -8700.7133 | 3.4147 | -1296.3163 | -4935.8504 | 4.4556 | 6.3204 | 16.0148 | -1.0408 | -239.635 | -38.0416 | -198.0174 | -18.0174 | -18.0174 | 0 | 0 | -54.0564 | -138.3824 | 758577.575 | 8.3057 | 105.507
925000 |  | 1.3267 | 0.71701 | 0.00034904 | 0.011972 | -3.1296 | 4.2447 |  | 0.0092704 | -1.5708 | 115.0809 | 1.5621 | 48.4546 | 1.5502 | 0.78607 | -0.66637 | 0.27676 | -1.2904 | -33.1103 | -162.026 | 17.974 |  | 1 | 115.0765 | -0.037454 | 0.010787 | 792.4656 | -2844.2536 |  | 10000 | 7863.5635 | 1 | 48.4443 | 166.5118 | -202.9854 |  | 0.00011687 | -10.8108 | -30748.5944 | -8567.5282 | 3.4133 | -1279.9784 | -4910.8359 | 4.4574 | 6.2897 | 15.9727 | -1.0441 | -239.8217 | -38.1577 | -198.0541 | -18.0541 | -18.0541 | 0 | 0 | -54.1303 | -138.2324 | 776247.117 | 7.9999 | 105.287
930000 |  | 1.3298 | 0.71968 | 0.0003453 | 0.011908 | -3.1297 | 4.2447 |  | 0.0092206 | -1.5708 | 115.7029 | 1.5622 | 48.7164 | 1.5503 | 0.78445 | -0.66899 | 0.27538 | -1.2918 | -33.1981 | -162.0997 | 17.9003 |  | 1 | 115.6986 | -0.03786 | 0.010845 | 784.6119 | -2831.2116 |  | 10000 | 7906.0692 | 1 | 48.7062 | 166.4669 | -201.895 |  | 0.00011562 | -10.7527 | -30443.0452 | -8437.0139 | 3.4119 | -1263.9154 | -4886.0674 | 4.4593 | 6.2594 | 15.9307 | -1.0473 | -240.0066 | -38.2731 | -198.0896 | -18.0896 | -18.0896 | 0 | 0 | -54.2037 | -138.083 | 794328.235 | 7.7399 | 105.286
935000 |  | 1.3329 | 0.72234 | 0.00034161 | 0.011844 | -3.1297 | 4.2447 |  | 0.0091713 | -1.5708 | 116.3249 | 1.5622 | 48.9782 | 1.5504 | 0.78283 | -0.6716 | 0.27402 | -1.2932 | -33.2855 | -162.1728 | 17.8272 |  | 1 | 116.3206 | -0.038268 | 0.010904 | 776.8711 | -2818.277 |  | 10000 | 7948.575 | 1 | 48.968 | 166.4227 | -200.8162 |  | 0.00011439 | -10.6952 | -30141.9112 | -8309.1046 | 3.4106 | -1248.1211 | -4861.541 | 4.4611 | 6.2293 | 15.8888 | -1.0505 | -240.1895 | -38.3878 | -198.1238 | -18.1238 | -18.1238 | 0 | 0 | -54.2766 | -137.9343 | 812830.516 | 7.526 | 105.187
940000 |  | 1.336 | 0.72499 | 0.00033799 | 0.011781 | -3.1298 | 4.2447 |  | 0.0091225 | -1.5708 | 116.9469 | 1.5622 | 49.2401 | 1.5505 | 0.78121 | -0.6742 | 0.27267 | -1.2946 | -33.3724 | -162.2453 | 17.7547 |  | 1 | 116.9426 | -0.038678 | 0.010962 | 769.2414 | -2805.4485 |  | 10000 | 7991.0807 | 1 | 49.2299 | 166.3792 | -199.7489 |  | 0.00011317 | -10.6383 | -29845.1101 | -8183.7363 | 3.4092 | -1232.5894 | -4837.2535 | 4.4629 | 6.1995 | 15.8471 | -1.0537 | -240.3706 | -38.5018 | -198.1569 | -18.1569 | -18.1569 | 0 | 0 | -54.349 | -137.7863 | 831763.771 | 7.3914 | 104.541
945000 |  | 1.3391 | 0.72762 | 0.00033442 | 0.011719 | -3.1299 | 4.2447 |  | 0.0090742 | -1.5708 | 117.5689 | 1.5623 | 49.5019 | 1.5506 | 0.77959 | -0.67679 | 0.27134 | -1.296 | -33.4589 | -162.317 | 17.683 |  | 1 | 117.5647 | -0.039091 | 0.01102 | 761.7205 | -2792.7251 |  | 10000 | 8033.5865 | 1 | 49.4918 | 166.3364 | -198.6929 |  | 0.00011198 | -10.582 | -29552.5614 | -8060.8471 | 3.4079 | -1217.3146 | -4813.2014 | 4.4647 | 6.1699 | 15.8056 | -1.0568 | -240.5498 | -38.6152 | -198.1888 | -18.1888 | -18.1888 | 0 | 0 | -54.4208 | -137.639 | 851138.038 | 7.3125 | 103.205
950000 |  | 1.3423 | 0.73024 | 0.00033091 | 0.011657 | -3.1299 | 4.2447 |  | 0.0090265 | -1.5708 | 118.1909 | 1.5623 | 49.7637 | 1.5507 | 0.77797 | -0.67936 | 0.27001 | -1.2974 | -33.5449 | -162.3882 | 17.6118 |  | 1 | 118.1867 | -0.039506 | 0.011079 | 754.3065 | -2780.1056 |  | 10000 | 8076.0922 | 1 | 49.7536 | 166.2942 | -197.648 |  | 0.0001108 | -10.5263 | -29264.1864 | -7940.3767 | 3.4065 | -1202.291 | -4789.3814 | 4.4664 | 6.1406 | 15.7643 | -1.0599 | -240.7273 | -38.7279 | -198.2196 | -18.2196 | -18.2196 | 0 | 0 | -54.4922 | -137.4923 | 870963.59 | 7.1463 | 103.91
955000 |  | 1.3454 | 0.73285 | 0.00032745 | 0.011596 | -3.13 | 4.2447 |  | 0.0089792 | -1.5708 | 118.813 | 1.5624 | 50.0255 | 1.5508 | 0.77636 | -0.68193 | 0.2687 | -1.2988 | -33.6306 | -162.4587 | 17.5413 |  | 1 | 118.8088 | -0.039923 | 0.011137 | 746.9975 | -2767.5891 |  | 10000 | 8118.598 | 1 | 50.0155 | 166.2528 | -196.6141 |  | 0.00010965 | -10.4712 | -28979.9081 | -7822.2666 | 3.4052 | -1187.5131 | -4765.7902 | 4.4682 | 6.1116 | 15.7231 | -1.063 | -240.903 | -38.84 | -198.2493 | -18.2493 | -18.2493 | 0 | 0 | -54.5631 | -137.3463 | 891250.938 | 6.8613 | 102.337
960000 |  | 1.3486 | 0.73545 | 0.00032405 | 0.011535 | -3.1301 | 4.2447 |  | 0.0089325 | -1.5708 | 119.435 | 1.5624 | 50.2873 | 1.5509 | 0.77474 | -0.68449 | 0.2674 | -1.3001 | -33.7158 | -162.5287 | 17.4713 |  | 1 | 119.4308 | -0.040342 | 0.011195 | 739.7915 | -2755.1742 |  | 10000 | 8161.1037 | 1 | 50.2773 | 166.2119 | -195.5908 |  | 0.00010851 | -10.4167 | -28699.6514 | -7706.4599 | 3.4039 | -1172.9756 | -4742.4245 | 4.4699 | 6.0828 | 15.682 | -1.066 | -241.0769 | -38.9514 | -198.2778 | -18.2778 | -18.2778 | 0 | 0 | -54.6334 | -137.2009 | 912010.839 | 6.4708 | 100.335
965000 |  | 1.3517 | 0.73803 | 0.0003207 | 0.011476 | -3.1301 | 4.2447 |  | 0.0088862 | -1.5708 | 120.057 | 1.5625 | 50.5491 | 1.551 | 0.77313 | -0.68703 | 0.26611 | -1.3014 | -33.8006 | -162.598 | 17.402 |  | 1 | 120.0528 | -0.040763 | 0.011253 | 732.6866 | -2742.8602 |  | 10000 | 8203.6095 | 1 | 50.5392 | 166.1717 | -194.5782 |  | 0.00010739 | -10.3627 | -28423.3427 | -7592.9015 | 3.4026 | -1158.6733 | -4719.2813 | 4.4716 | 6.0542 | 15.6411 | -1.069 | -241.2491 | -39.0622 | -198.3054 | -18.3054 | -18.3054 | 0 | 0 | -54.7033 | -137.0563 | 933254.301 | 6.2453 | 100.204
970000 |  | 1.3549 | 0.74061 | 0.0003174 | 0.011416 | -3.1302 | 4.2447 |  | 0.0088404 | -1.5708 | 120.679 | 1.5625 | 50.8109 | 1.5511 | 0.77152 | -0.68957 | 0.26484 | -1.3028 | -33.885 | -162.6667 | 17.3333 |  | 1 | 120.6749 | -0.041187 | 0.011312 | 725.681 | -2730.6458 |  | 10000 | 8246.1152 | 1 | 50.8011 | 166.1322 | -193.576 |  | 0.00010628 | -10.3093 | -28150.9101 | -7481.5377 | 3.4014 | -1144.601 | -4696.3573 | 4.4733 | 6.0259 | 15.6004 | -1.072 | -241.4197 | -39.1723 | -198.3319 | -18.3319 | -18.3319 | 0 | 0 | -54.7728 | -136.9122 | 954992.586 | 6.1329 | 99.9566
975000 |  | 1.3581 | 0.74317 | 0.00031415 | 0.011358 | -3.1302 | 4.2447 |  | 0.008795 | -1.5708 | 121.301 | 1.5626 | 51.0727 | 1.5512 | 0.76991 | -0.69209 | 0.26358 | -1.3041 | -33.969 | -162.7348 | 17.2652 |  | 1 | 121.2969 | -0.041612 | 0.01137 | 718.773 | -2718.53 |  | 10000 | 8288.621 | 1 | 51.0629 | 166.0932 | -192.5841 |  | 0.00010519 | -10.2564 | -27882.2833 | -7372.3163 | 3.4001 | -1130.7539 | -4673.6496 | 4.475 | 5.9978 | 15.5599 | -1.0749 | -241.5885 | -39.2818 | -198.3574 | -18.3574 | -18.3574 | 0 | 0 | -54.8417 | -136.7688 | 977237.221 | 5.7548 | 98.6996
980000 |  | 1.3613 | 0.74572 | 0.00031095 | 0.0113 | -3.1303 | 4.2447 |  | 0.0087502 | -1.5708 | 121.923 | 1.5626 | 51.3345 | 1.5513 | 0.7683 | -0.69461 | 0.26232 | -1.3054 | -34.0525 | -162.8024 | 17.1976 |  | 1 | 121.9189 | -0.04204 | 0.011428 | 711.9607 | -2706.5118 |  | 10000 | 8331.1267 | 1 | 51.3248 | 166.0548 | -191.6022 |  | 0.00010412 | -10.2041 | -27617.3934 | -7265.1866 | 3.3988 | -1117.1271 | -4651.1553 | 4.4767 | 5.97 | 15.5195 | -1.0778 | -241.7558 | -39.3907 | -198.3819 | -18.3819 | -18.3819 | 0 | 0 | -54.9102 | -136.6261
985000 |  | 1.3645 | 0.74825 | 0.0003078 | 0.011243 | -3.1304 | 4.2447 |  | 0.0087057 | -1.5708 | 122.545 | 1.5626 | 51.5963 | 1.5514 | 0.7667 | -0.69711 | 0.26108 | -1.3067 | -34.1357 | -162.8694 | 17.1306 |  | 1 | 122.541 | -0.04247 | 0.011487 | 705.2424 | -2694.5902 |  | 10000 | 8373.6325 | 1 | 51.5867 | 166.017 | -190.6304 |  | 0.00010307 | -10.1523 | -27356.1731 | -7160.0993 | 3.3976 | -1103.7161 | -4628.8712 | 4.4783 | 5.9424 | 15.4792 | -1.0807 | -241.9214 | -39.499 | -198.4054 | -18.4054 | -18.4054 | 0 | 0 | -54.9782 | -136.484
990000 |  | 1.3677 | 0.75078 | 0.0003047 | 0.011186 | -3.1304 | 4.2447 |  | 0.0086618 | -1.5708 | 123.1671 | 1.5627 | 51.8582 | 1.5515 | 0.7651 | -0.69961 | 0.25985 | -1.3079 | -34.2185 | -162.9358 | 17.0642 |  | 1 | 123.163 | -0.042903 | 0.011545 | 698.6166 | -2682.7642 |  | 10000 | 8416.1382 | 1 | 51.8485 | 165.9798 | -189.6683 |  | 0.00010203 | -10.101 | -27098.5568 | -7057.0066 | 3.3964 | -1090.5162 | -4606.7947 | 4.4799 | 5.915 | 15.4391 | -1.0836 | -242.0854 | -39.6066 | -198.428 | -18.428 | -18.428 | 0 | 0 | -55.0458 | -136.3426
995000 |  | 1.3709 | 0.75329 | 0.00030165 | 0.011129 | -3.1305 | 4.2447 |  | 0.0086182 | -1.5708 | 123.7891 | 1.5627 | 52.12 | 1.5516 | 0.7635 | -0.70209 | 0.25864 | -1.3092 | -34.3009 | -163.0017 | 16.9983 |  | 1 | 123.785 | -0.043337 | 0.011603 | 692.0814 | -2671.0327 |  | 10000 | 8458.644 | 1 | 52.1104 | 165.9432 | -188.7159 |  | 0.00010101 | -10.0503 | -26844.4799 | -6955.8619 | 3.3951 | -1077.5231 | -4584.9227 | 4.4816 | 5.8879 | 15.3992 | -1.0864 | -242.2478 | -39.7137 | -198.4497 | -18.4497 | -18.4497 | 0 | 0 | -55.1129 | -136.2018
1000000 |  | 1.3741 | 0.75579 | 0.00029864 | 0.011074 | -3.1305 | 4.2447 |  | 0.0085752 | -1.5708 | 124.4111 | 1.5628 | 52.3818 | 1.5517 | 0.7619 | -0.70456 | 0.25743 | -1.3104 | -34.3829 | -163.067 | 16.933 |  | 1 | 124.4071 | -0.043774 | 0.011662 | 685.6354 | -2659.3948 |  | 10000 | 8501.1497 | 1 | 52.3722 | 165.907 | -187.773 |  | 0.0001 | -10 | -26593.8795 | -6856.6199 | 3.3939 | -1064.7323 | -4563.2527 | 4.4832 | 5.861 | 15.3594 | -1.0892 | -242.4088 | -39.8201 | -198.4705 | -18.4705 | -18.4705 | 0 | 0 | -55.1796 | -136.0617
1005000 |  | 1.3774 | 0.75828 | 0.00029567 | 0.011019 | -3.1306 | 4.2447 |  | 0.0085325 | -1.5708 | 125.0331 | 1.5628 | 52.6436 | 1.5518 | 0.7603 | -0.70702 | 0.25623 | -1.3117 | -34.4645 | -163.1318 | 16.8682 |  | 1 | 125.0291 | -0.044213 | 0.01172 | 679.2769 | -2647.8495 |  | 10000 | 8543.6555 | 1 | 52.6341 | 165.8715 | -186.8395 |  | 9.9007e-05 | -9.9502 | -26346.6939 | -6759.2365 | 3.3927 | -1052.1398 | -4541.7818 | 4.4847 | 5.8343 | 15.3198 | -1.092 | -242.5682 | -39.926 | -198.4904 | -18.4904 | -18.4904 | 0 | 0 | -55.2458 | -135.9222
1010000 |  | 1.3806 | 0.76076 | 0.00029275 | 0.010964 | -3.1306 | 4.2447 |  | 0.0084903 | -1.5708 | 125.6551 | 1.5628 | 52.9054 | 1.5519 | 0.7587 | -0.70947 | 0.25505 | -1.3129 | -34.5458 | -163.196 | 16.804 |  | 1 | 125.6511 | -0.044654 | 0.011778 | 673.0045 | -2636.3958 |  | 10000 | 8586.1612 | 1 | 52.896 | 165.8364 | -185.9152 |  | 9.803e-05 | -9.901 | -26102.8628 | -6663.6689 | 3.3915 | -1039.7414 | -4520.5073 | 4.4863 | 5.8079 | 15.2803 | -1.0948 | -242.7261 | -40.0313 | -198.5094 | -18.5094 | -18.5094 | 0 | 0 | -55.3116 | -135.7834
1015000 |  | 1.3839 | 0.76323 | 0.00028987 | 0.01091 | -3.1307 | 4.2447 |  | 0.0084484 | -1.5708 | 126.2771 | 1.5629 | 53.1672 | 1.552 | 0.75711 | -0.71192 | 0.25387 | -1.3141 | -34.6266 | -163.2597 | 16.7403 |  | 1 | 126.2732 | -0.045097 | 0.011837 | 666.8165 | -2625.0328 |  | 10000 | 8628.667 | 1 | 53.1578 | 165.8019 | -185 |  | 9.7066e-05 | -9.8522 | -25862.3273 | -6569.8754 | 3.3904 | -1027.5331 | -4499.4266 | 4.4879 | 5.7816 | 15.241 | -1.0975 | -242.8825 | -40.1359 | -198.5276 | -18.5276 | -18.5276 | 0 | 0 | -55.377 | -135.6451
1020000 |  | 1.3871 | 0.76568 | 0.00028704 | 0.010857 | -3.1307 | 4.2447 |  | 0.008407 | -1.5708 | 126.8992 | 1.5629 | 53.429 | 1.5521 | 0.75552 | -0.71435 | 0.25271 | -1.3153 | -34.7071 | -163.3229 | 16.6771 |  | 1 | 126.8952 | -0.045542 | 0.011895 | 660.7116 | -2613.7595 |  | 10000 | 8671.1727 | 1 | 53.4197 | 165.7679 | -184.0938 |  | 9.6117e-05 | -9.8039 | -25625.0295 | -6477.8155 | 3.3892 | -1015.5111 | -4478.5372 | 4.4894 | 5.7556 | 15.2018 | -1.1002 | -243.0375 | -40.24 | -198.545 | -18.545 | -18.545 | 0 | 0 | -55.4419 | -135.5076
1025000 |  | 1.3904 | 0.76813 | 0.00028424 | 0.010804 | -3.1308 | 4.2447 |  | 0.008366 | -1.5708 | 127.5212 | 1.563 | 53.6909 | 1.5522 | 0.75393 | -0.71677 | 0.25155 | -1.3165 | -34.7872 | -163.3856 | 16.6144 |  | 1 | 127.5172 | -0.04599 | 0.011953 | 654.6882 | -2602.575 |  | 10000 | 8713.6785 | 1 | 53.6815 | 165.7343 | -183.1964 |  | 9.5181e-05 | -9.7561 | -25390.9129 | -6387.4497 | 3.388 | -1003.6716 | -4457.8365 | 4.4909 | 5.7298 | 15.1628 | -1.1029 | -243.191 | -40.3436 | -198.5616 | -18.5616 | -18.5616 | 0 | 0 | -55.5064 | -135.3706
1030000 |  | 1.3937 | 0.77056 | 0.00028149 | 0.010751 | -3.1308 | 4.2447 |  | 0.0083254 | -1.5708 | 128.1432 | 1.563 | 53.9527 | 1.5523 | 0.75235 | -0.71918 | 0.25041 | -1.3177 | -34.867 | -163.4478 | 16.5522 |  | 1 | 128.1393 | -0.046439 | 0.012011 | 648.745 | -2591.4783 |  | 10000 | 8756.1842 | 1 | 53.9434 | 165.7013 | -182.3077 |  | 9.426e-05 | -9.7087 | -25159.9223 | -6298.7396 | 3.3869 | -992.0108 | -4437.322 | 4.4924 | 5.7042 | 15.124 | -1.1055 | -243.3431 | -40.4465 | -198.5774 | -18.5774 | -18.5774 | 0 | 0 | -55.5705 | -135.2343
1035000 |  | 1.397 | 0.77298 | 0.00027878 | 0.010699 | -3.1309 | 4.2447 |  | 0.0082852 | -1.5708 | 128.7652 | 1.563 | 54.2145 | 1.5524 | 0.75076 | -0.72158 | 0.24927 | -1.3189 | -34.9463 | -163.5095 | 16.4905 |  | 1 | 128.7613 | -0.046891 | 0.01207 | 642.8806 | -2580.4686 |  | 10000 | 8798.69 | 1 | 54.2053 | 165.6687 | -181.4276 |  | 9.3351e-05 | -9.6618 | -24932.0033 | -6211.6479 | 3.3858 | -980.5252 | -4416.9912 | 4.4939 | 5.6789 | 15.0852 | -1.1082 | -243.4939 | -40.5489 | -198.5924 | -18.5924 | -18.5924 | 0 | 0 | -55.6342 | -135.0986
1040000 |  | 1.4003 | 0.77539 | 0.0002761 | 0.010648 | -3.1309 | 4.2447 |  | 0.0082453 | -1.5708 | 129.3872 | 1.5631 | 54.4763 | 1.5524 | 0.74918 | -0.72397 | 0.24815 | -1.32 | -35.0254 | -163.5707 | 16.4293 |  | 1 | 129.3834 | -0.047346 | 0.012128 | 637.0937 | -2569.5448 |  | 10000 | 8841.1957 | 1 | 54.4671 | 165.6366 | -180.556 |  | 9.2456e-05 | -9.6154 | -24707.103 | -6126.1383 | 3.3846 | -969.2113 | -4396.8417 | 4.4954 | 5.6537 | 15.0467 | -1.1108 | -243.6432 | -40.6508 | -198.6067 | -18.6067 | -18.6067 | 0 | 0 | -55.6975 | -134.9635
1045000 |  | 1.4036 | 0.77779 | 0.00027347 | 0.010597 | -3.131 | 4.2447 |  | 0.0082059 | -1.5708 | 130.0092 | 1.5631 | 54.7381 | 1.5525 | 0.7476 | -0.72635 | 0.24703 | -1.3212 | -35.104 | -163.6314 | 16.3686 |  | 1 | 130.0054 | -0.047802 | 0.012186 | 631.3828 | -2558.7063 |  | 10000 | 8883.7014 | 1 | 54.729 | 165.605 | -179.6926 |  | 9.1573e-05 | -9.5694 | -24485.1696 | -6042.1752 | 3.3835 | -958.0657 | -4376.8712 | 4.4969 | 5.6288 | 15.0083 | -1.1134 | -243.7912 | -40.7521 | -198.6203 | -18.6203 | -18.6203 | 0 | 0 | -55.7603 | -134.829
1050000 |  | 1.4069 | 0.78017 | 0.00027087 | 0.010546 | -3.131 | 4.2447 |  | 0.0081668 | -1.5708 | 130.6313 | 1.5631 | 54.9999 | 1.5526 | 0.74603 | -0.72872 | 0.24593 | -1.3223 | -35.1823 | -163.6917 | 16.3083 |  | 1 | 130.6274 | -0.04826 | 0.012245 | 625.7468 | -2547.9519 |  | 10000 | 8926.2072 | 1 | 54.9908 | 165.5738 | -178.8375 |  | 9.0703e-05 | -9.5238 | -24266.152 | -5959.7243 | 3.3824 | -947.085 | -4357.0773 | 4.4984 | 5.604 | 14.97 | -1.1159 | -243.9379 | -40.8528 | -198.6331 | -18.6331 | -18.6331 | 0 | 0 | -55.8228 | -134.6952
1055000 |  | 1.4102 | 0.78255 | 0.0002683 | 0.010496 | -3.1311 | 4.2447 |  | 0.0081281 | -1.5708 | 131.2533 | 1.5632 | 55.2618 | 1.5527 | 0.74445 | -0.73108 | 0.24483 | -1.3234 | -35.2603 | -163.7514 | 16.2486 |  | 1 | 131.2495 | -0.048721 | 0.012303 | 620.1843 | -2537.281 |  | 10000 | 8968.7129 | 1 | 55.2527 | 165.5431 | -177.9905 |  | 8.9845e-05 | -9.4787 | -24050.0007 | -5878.752 | 3.3813 | -936.266 | -4337.4578 | 4.4998 | 5.5795 | 14.9319 | -1.1185 | -244.0833 | -40.953 | -198.6453 | -18.6453 | -18.6453 | 0 | 0 | -55.8849 | -134.562
1060000 |  | 1.4135 | 0.78491 | 0.00026578 | 0.010447 | -3.1311 | 4.2447 |  | 0.0080898 | -1.5708 | 131.8753 | 1.5632 | 55.5236 | 1.5528 | 0.74288 | -0.73343 | 0.24375 | -1.3246 | -35.3379 | -163.8107 | 16.1893 |  | 1 | 131.8715 | -0.049184 | 0.012361 | 614.6941 | -2526.6925 |  | 10000 | 9011.2187 | 1 | 55.5146 | 165.5128 | -177.1515 |  | 8.9e-05 | -9.434 | -23836.6668 | -5799.2256 | 3.3802 | -925.6054 | -4318.0104 | 4.5012 | 5.5551 | 14.8939 | -1.121 | -244.2274 | -41.0527 | -198.6567 | -18.6567 | -18.6567 | 0 | 0 | -55.9466 | -134.4294
1065000 |  | 1.4169 | 0.78726 | 0.00026329 | 0.010398 | -3.1312 | 4.2447 |  | 0.0080518 | -1.5708 | 132.4973 | 1.5632 | 55.7854 | 1.5529 | 0.74131 | -0.73578 | 0.24267 | -1.3257 | -35.4152 | -163.8696 | 16.1304 |  | 1 | 132.4935 | -0.049649 | 0.01242 | 609.2749 | -2516.1857 |  | 10000 | 9053.7244 | 1 | 55.7764 | 165.4829 | -176.3203 |  | 8.8166e-05 | -9.3897 | -23626.1027 | -5721.1134 | 3.3792 | -915.1003 | -4298.7328 | 4.5026 | 5.531 | 14.856 | -1.1235 | -244.3702 | -41.1519 | -198.6675 | -18.6675 | -18.6675 | 0 | 0 | -56.0079 | -134.2973
1070000 |  | 1.4202 | 0.78961 | 0.00026083 | 0.010349 | -3.1312 | 4.2447 |  | 0.0080142 | -1.5708 | 133.1193 | 1.5633 | 56.0472 | 1.553 | 0.73974 | -0.73811 | 0.2416 | -1.3268 | -35.4921 | -163.928 | 16.072 |  | 1 | 133.1156 | -0.050116 | 0.012478 | 603.9257 | -2505.7596 |  | 10000 | 9096.2302 | 1 | 56.0383 | 165.4534 | -175.4969 |  | 8.7344e-05 | -9.3458 | -23418.2615 | -5644.3842 | 3.3781 | -904.7476 | -4279.6229 | 4.504 | 5.507 | 14.8183 | -1.1259 | -244.5117 | -41.2505 | -198.6777 | -18.6777 | -18.6777 | 0 | 0 | -56.0688 | -134.166
1075000 |  | 1.4236 | 0.79194 | 0.00025841 | 0.010301 | -3.1313 | 4.2447 |  | 0.0079769 | -1.5708 | 133.7413 | 1.5633 | 56.309 | 1.553 | 0.73818 | -0.74043 | 0.24054 | -1.3279 | -35.5687 | -163.9859 | 16.0141 |  | 1 | 133.7376 | -0.050586 | 0.012536 | 598.6452 | -2495.4136 |  | 10000 | 9138.7359 | 1 | 56.3002 | 165.4244 | -174.6812 |  | 8.6533e-05 | -9.3023 | -23213.0976 | -5569.008 | 3.3771 | -894.5443 | -4260.6786 | 4.5054 | 5.4833 | 14.7808 | -1.1284 | -244.652 | -41.3486 | -198.6872 | -18.6872 | -18.6872 | 0 | 0 | -56.1293 | -134.0352
1080000 |  | 1.4269 | 0.79426 | 0.00025602 | 0.010253 | -3.1313 | 4.2447 |  | 0.00794 | -1.5708 | 134.3634 | 1.5634 | 56.5709 | 1.5531 | 0.73662 | -0.74274 | 0.23949 | -1.329 | -35.6449 | -164.0434 | 15.9566 |  | 1 | 134.3596 | -0.051058 | 0.012595 | 593.4322 | -2485.1466 |  | 10000 | 9181.2417 | 1 | 56.562 | 165.3957 | -173.873 |  | 8.5734e-05 | -9.2593 | -23010.5659 | -5494.9554 | 3.376 | -884.4876 | -4241.8977 | 4.5068 | 5.4597 | 14.7434 | -1.1308 | -244.7911 | -41.4461 | -198.6961 | -18.6961 | -18.6961 | 0 | 0 | -56.1895 | -133.905
1085000 |  | 1.4303 | 0.79657 | 0.00025367 | 0.010206 | -3.1314 | 4.2447 |  | 0.0079034 | -1.5708 | 134.9854 | 1.5634 | 56.8327 | 1.5532 | 0.73506 | -0.74504 | 0.23845 | -1.33 | -35.7208 | -164.1004 | 15.8996 |  | 1 | 134.9817 | -0.051531 | 0.012653 | 588.2856 | -2474.958 |  | 10000 | 9223.7474 | 1 | 56.8239 | 165.3675 | -173.0722 |  | 8.4946e-05 | -9.2166 | -22810.6227 | -5422.1976 | 3.375 | -874.5746 | -4223.2783 | 4.5082 | 5.4363 | 14.7061 | -1.1332 | -244.929 | -41.5432 | -198.7044 | -18.7044 | -18.7044 | 0 | 0 | -56.2493 | -133.7754
1090000 |  | 1.4336 | 0.79886 | 0.00025135 | 0.010159 | -3.1314 | 4.2447 |  | 0.0078671 | -1.5708 | 135.6074 | 1.5634 | 57.0945 | 1.5533 | 0.7335 | -0.74733 | 0.23742 | -1.3311 | -35.7964 | -164.1571 | 15.8429 |  | 1 | 135.6037 | -0.052007 | 0.012711 | 583.2044 | -2464.8469 |  | 10000 | 9266.2532 | 1 | 57.0857 | 165.3396 | -172.2788 |  | 8.4168e-05 | -9.1743 | -22613.2249 | -5350.7067 | 3.3739 | -864.8027 | -4204.8181 | 4.5095 | 5.4131 | 14.669 | -1.1356 | -245.0657 | -41.6398 | -198.7121 | -18.7121 | -18.7121 | 0 | 0 | -56.3087 | -133.6464
1095000 |  | 1.437 | 0.80115 | 0.00024906 | 0.010113 | -3.1315 | 4.2447 |  | 0.0078312 | -1.5708 | 136.2294 | 1.5635 | 57.3563 | 1.5534 | 0.73195 | -0.74961 | 0.2364 | -1.3321 | -35.8717 | -164.2133 | 15.7867 |  | 1 | 136.2257 | -0.052486 | 0.012769 | 578.1875 | -2454.8125 |  | 10000 | 9308.7589 | 1 | 57.3476 | 165.3121 | -171.4926 |  | 8.3401e-05 | -9.1324 | -22418.3303 | -5280.4556 | 3.3729 | -855.1691 | -4186.5154 | 4.5109 | 5.3901 | 14.632 | -1.138 | -245.2012 | -41.7358 | -198.7192 | -18.7192 | -18.7192 | 0 | 0 | -56.3678 | -133.518
1100000 |  | 1.4404 | 0.80343 | 0.0002468 | 0.010067 | -3.1315 | 4.2447 |  | 0.0077956 | -1.5708 | 136.8514 | 1.5635 | 57.6181 | 1.5534 | 0.7304 | -0.75189 | 0.23538 | -1.3332 | -35.9466 | -164.2691 | 15.7309 |  | 1 | 136.8478 | -0.052966 | 0.012828 | 573.2337 | -2444.8539 |  | 10000 | 9351.2647 | 1 | 57.6095 | 165.285 | -170.7135 |  | 8.2645e-05 | -9.0909 | -22225.8976 | -5211.4178 | 3.3719 | -845.6713 | -4168.368 | 4.5122 | 5.3673 | 14.5951 | -1.1403 | -245.3355 | -41.8314 | -198.7257 | -18.7257 | -18.7257 | 0 | 0 | -56.4265 | -133.3902
1105000 |  | 1.4438 | 0.80569 | 0.00024457 | 0.010021 | -3.1316 | 4.2447 |  | 0.0077603 | -1.5708 | 137.4734 | 1.5635 | 57.88 | 1.5535 | 0.72885 | -0.75415 | 0.23438 | -1.3342 | -36.0212 | -164.3244 | 15.6756 |  | 1 | 137.4698 | -0.053449 | 0.012886 | 568.3422 | -2434.9706 |  | 10000 | 9393.7704 | 1 | 57.8713 | 165.2582 | -169.9416 |  | 8.1898e-05 | -9.0498 | -22035.8863 | -5143.5673 | 3.3709 | -836.3066 | -4150.3741 | 4.5136 | 5.3447 | 14.5584 | -1.1426 | -245.4688 | -41.9264 | -198.7317 | -18.7317 | -18.7317 | 0 | 0 | -56.4848 | -133.263
1110000 |  | 1.4472 | 0.80795 | 0.00024237 | 0.0099759 | -3.1316 | 4.2447 |  | 0.0077254 | -1.5708 | 138.0955 | 1.5636 | 58.1418 | 1.5536 | 0.72731 | -0.7564 | 0.23338 | -1.3352 | -36.0955 | -164.3794 | 15.6206 |  | 1 | 138.0918 | -0.053934 | 0.012944 | 563.5117 | -2425.1616 |  | 10000 | 9436.2762 | 1 | 58.1332 | 165.2318 | -169.1765 |  | 8.1162e-05 | -9.009 | -21848.2567 | -5076.8791 | 3.3699 | -827.0727 | -4132.5317 | 4.5149 | 5.3222 | 14.5218 | -1.145 | -245.6009 | -42.021 | -198.7372 | -18.7372 | -18.7372 | 0 | 0 | -56.5428 | -133.1364
1115000 |  | 1.4506 | 0.81019 | 0.0002402 | 0.0099312 | -3.1317 | 4.2447 |  | 0.0076907 | -1.5708 | 138.7175 | 1.5636 | 58.4036 | 1.5537 | 0.72577 | -0.75865 | 0.23239 | -1.3363 | -36.1695 | -164.4339 | 15.5661 |  | 1 | 138.7139 | -0.054421 | 0.013003 | 558.7415 | -2415.4262 |  | 10000 | 9478.7819 | 1 | 58.395 | 165.2058 | -168.4183 |  | 8.0436e-05 | -8.9686 | -21662.97 | -5011.3285 | 3.3689 | -817.967 | -4114.839 | 4.5162 | 5.2999 | 14.4854 | -1.1472 | -245.7318 | -42.1151 | -198.7421 | -18.7421 | -18.7421 | 0 | 0 | -56.6005 | -133.0103
1120000 |  | 1.454 | 0.81243 | 0.00023806 | 0.0098868 | -3.1317 | 4.2447 |  | 0.0076564 | -1.5708 | 139.3395 | 1.5636 | 58.6654 | 1.5537 | 0.72423 | -0.76088 | 0.23141 | -1.3373 | -36.2431 | -164.4881 | 15.5119 |  | 1 | 139.3359 | -0.05491 | 0.013061 | 554.0304 | -2405.7636 |  | 10000 | 9521.2877 | 1 | 58.6569 | 165.1801 | -167.6669 |  | 7.9719e-05 | -8.9286 | -21479.988 | -4946.8917 | 3.3679 | -808.9872 | -4097.2941 | 4.5175 | 5.2778 | 14.4491 | -1.1495 | -245.8617 | -42.2087 | -198.7466 | -18.7466 | -18.7466 | 0 | 0 | -56.6578 | -132.8848
1125000 |  | 1.4575 | 0.81465 | 0.00023595 | 0.0098428 | -3.1317 | 4.2447 |  | 0.0076224 | -1.5708 | 139.9615 | 1.5637 | 58.9272 | 1.5538 | 0.72269 | -0.76311 | 0.23043 | -1.3383 | -36.3165 | -164.5418 | 15.4582 |  | 1 | 139.958 | -0.055401 | 0.013119 | 549.3775 | -2396.1731 |  | 10000 | 9563.7934 | 1 | 58.9188 | 165.1548 | -166.9221 |  | 7.9012e-05 | -8.8889 | -21299.2734 | -4883.5452 | 3.367 | -800.131 | -4079.8952 | 4.5187 | 5.2559 | 14.4129 | -1.1518 | -245.9905 | -42.3018 | -198.7505 | -18.7505 | -18.7505 | 0 | 0 | -56.7148 | -132.76
1130000 |  | 1.4609 | 0.81686 | 0.00023386 | 0.0097993 | -3.1318 | 4.2447 |  | 0.0075886 | -1.5708 | 140.5835 | 1.5637 | 59.1891 | 1.5539 | 0.72116 | -0.76532 | 0.22947 | -1.3393 | -36.3895 | -164.5952 | 15.4048 |  | 1 | 140.58 | -0.055895 | 0.013178 | 544.782 | -2386.654 |  | 10000 | 9606.2992 | 1 | 59.1806 | 165.1298 | -166.184 |  | 7.8315e-05 | -8.8496 | -21120.7896 | -4821.2663 | 3.366 | -791.3962 | -4062.6406 | 4.52 | 5.2341 | 14.3769 | -1.154 | -246.1183 | -42.3945 | -198.7539 | -18.7539 | -18.7539 | 0 | 0 | -56.7714 | -132.6356
1135000 |  | 1.4643 | 0.81907 | 0.00023181 | 0.0097561 | -3.1318 | 4.2447 |  | 0.0075552 | -1.5708 | 141.2056 | 1.5637 | 59.4509 | 1.554 | 0.71963 | -0.76753 | 0.22851 | -1.3403 | -36.4623 | -164.6482 | 15.3518 |  | 1 | 141.202 | -0.05639 | 0.013236 | 540.2428 | -2377.2056 |  | 10000 | 9648.8049 | 1 | 59.4425 | 165.1051 | -165.4523 |  | 7.7626e-05 | -8.8106 | -20944.5007 | -4760.0329 | 3.3651 | -782.7804 | -4045.5285 | 4.5213 | 5.2125 | 14.341 | -1.1562 | -246.245 | -42.4867 | -198.7569 | -18.7569 | -18.7569 | 0 | 0 | -56.8277 | -132.5119
1140000 |  | 1.4678 | 0.82126 | 0.00022978 | 0.0097133 | -3.1319 | 4.2447 |  | 0.0075221 | -1.5708 | 141.8276 | 1.5637 | 59.7127 | 1.554 | 0.7181 | -0.76972 | 0.22756 | -1.3412 | -36.5347 | -164.7008 | 15.2992 |  | 1 | 141.8241 | -0.056888 | 0.013294 | 535.7591 | -2367.8271 |  | 10000 | 9691.3107 | 1 | 59.7043 | 165.0807 | -164.727 |  | 7.6947e-05 | -8.7719 | -20770.3715 | -4699.8231 | 3.3641 | -774.2815 | -4028.5571 | 4.5225 | 5.1911 | 14.3052 | -1.1584 | -246.3706 | -42.5784 | -198.7593 | -18.7593 | -18.7593 | 0 | 0 | -56.8836 | -132.3887
1145000 |  | 1.4712 | 0.82344 | 0.00022778 | 0.0096709 | -3.1319 | 4.2447 |  | 0.0074892 | -1.5708 | 142.4496 | 1.5638 | 59.9745 | 1.5541 | 0.71658 | -0.77191 | 0.22662 | -1.3422 | -36.6068 | -164.753 | 15.247 |  | 1 | 142.4461 | -0.057388 | 0.013353 | 531.3299 | -2358.5177 |  | 10000 | 9733.8164 | 1 | 59.9662 | 165.0567 | -164.0081 |  | 7.6276e-05 | -8.7336 | -20598.3675 | -4640.616 | 3.3632 | -765.8975 | -4011.7247 | 4.5237 | 5.1699 | 14.2696 | -1.1606 | -246.4952 | -42.6697 | -198.7614 | -18.7614 | -18.7614 | 0 | 0 | -56.9393 | -132.2661
1150000 |  | 1.4747 | 0.82561 | 0.0002258 | 0.0096288 | -3.132 | 4.2447 |  | 0.0074567 | -1.5708 | 143.0716 | 1.5638 | 60.2364 | 1.5542 | 0.71506 | -0.77409 | 0.22568 | -1.3432 | -36.6787 | -164.8048 | 15.1952 |  | 1 | 143.0681 | -0.057891 | 0.013411 | 526.9545 | -2349.2769 |  | 10000 | 9776.3222 | 1 | 60.2281 | 165.033 | -163.2954 |  | 7.5614e-05 | -8.6957 | -20428.4549 | -4582.3909 | 3.3623 | -757.6262 | -3995.0297 | 4.525 | 5.1488 | 14.2341 | -1.1627 | -246.6188 | -42.7605 | -198.7629 | -18.7629 | -18.7629 | 0 | 0 | -56.9946 | -132.1441
1155000 |  | 1.4782 | 0.82778 | 0.00022385 | 0.0095871 | -3.132 | 4.2447 |  | 0.0074244 | -1.5708 | 143.6936 | 1.5638 | 60.4982 | 1.5543 | 0.71354 | -0.77626 | 0.22475 | -1.3441 | -36.7502 | -164.8563 | 15.1437 |  | 1 | 143.6902 | -0.058395 | 0.013469 | 522.632 | -2340.1039 |  | 10000 | 9818.8279 | 1 | 60.4899 | 165.0096 | -162.5889 |  | 7.4961e-05 | -8.658 | -20260.6004 | -4525.1277 | 3.3613 | -749.4656 | -3978.4705 | 4.5262 | 5.1278 | 14.1987 | -1.1649 | -246.7415 | -42.8509 | -198.7641 | -18.7641 | -18.7641 | 0 | 0 | -57.0495 | -132.0226
1160000 |  | 1.4816 | 0.82993 | 0.00022192 | 0.0095458 | -3.132 | 4.2447 |  | 0.0073924 | -1.5708 | 144.3157 | 1.5639 | 60.76 | 1.5543 | 0.71203 | -0.77842 | 0.22383 | -1.3451 | -36.8215 | -164.9074 | 15.0926 |  | 1 | 144.3122 | -0.058902 | 0.013527 | 518.3615 | -2330.998 |  | 10000 | 9861.3337 | 1 | 60.7518 | 164.9864 | -161.8885 |  | 7.4316e-05 | -8.6207 | -20094.7717 | -4468.8068 | 3.3604 | -741.4138 | -3962.0454 | 4.5274 | 5.1071 | 14.1634 | -1.167 | -246.8631 | -42.9408 | -198.7648 | -18.7648 | -18.7648 | 0 | 0 | -57.1042 | -131.9017
1165000 |  | 1.4851 | 0.83207 | 0.00022002 | 0.0095048 | -3.1321 | 4.2447 |  | 0.0073607 | -1.5708 | 144.9377 | 1.5639 | 61.0218 | 1.5544 | 0.71051 | -0.78057 | 0.22292 | -1.346 | -36.8924 | -164.9582 | 15.0418 |  | 1 | 144.9342 | -0.059411 | 0.013586 | 514.1422 | -2321.9585 |  | 10000 | 9903.8394 | 1 | 61.0137 | 164.9636 | -161.194 |  | 7.368e-05 | -8.5837 | -19930.9368 | -4413.4091 | 3.3595 | -733.4688 | -3945.7528 | 4.5286 | 5.0865 | 14.1283 | -1.1691 | -246.9838 | -43.0302 | -198.7651 | -18.7651 | -18.7651 | 0 | 0 | -57.1586 | -131.7814
1170000 |  | 1.4886 | 0.8342 | 0.00021814 | 0.0094641 | -3.1321 | 4.2447 |  | 0.0073292 | -1.5708 | 145.5597 | 1.5639 | 61.2837 | 1.5545 | 0.70901 | -0.78271 | 0.22202 | -1.3469 | -36.9631 | -165.0086 | 14.9914 |  | 1 | 145.5563 | -0.059922 | 0.013644 | 509.9734 | -2312.9849 |  | 10000 | 9946.3452 | 1 | 61.2755 | 164.9411 | -160.5055 |  | 7.3051e-05 | -8.547 | -19769.0643 | -4358.9158 | 3.3586 | -725.6287 | -3929.5911 | 4.5298 | 5.066 | 14.0933 | -1.1712 | -247.1035 | -43.1193 | -198.765 | -18.765 | -18.765 | 0 | 0 | -57.2126 | -131.6616
1175000 |  | 1.4921 | 0.83632 | 0.00021629 | 0.0094238 | -3.1322 | 4.2447 |  | 0.007298 | -1.5708 | 146.1817 | 1.564 | 61.5455 | 1.5545 | 0.7075 | -0.78484 | 0.22112 | -1.3478 | -37.0335 | -165.0587 | 14.9413 |  | 1 | 146.1783 | -0.060435 | 0.013702 | 505.8542 | -2304.0763 |  | 10000 | 9988.8509 | 1 | 61.5374 | 164.9189 | -159.8229 |  | 7.2431e-05 | -8.5106 | -19609.1237 | -4305.3087 | 3.3577 | -717.8918 | -3913.5588 | 4.531 | 5.0457 | 14.0585 | -1.1732 | -247.2222 | -43.2079 | -198.7645 | -18.7645 | -18.7645 | 0 | 0 | -57.2663 | -131.5423
1180000 |  | 1.4956 | 0.83843 | 0.00021446 | 0.0093839 | -3.1322 | 4.2447 |  | 0.0072671 | -1.5708 | 146.8037 | 1.564 | 61.8073 | 1.5546 | 0.706 | -0.78696 | 0.22023 | -1.3488 | -37.1036 | -165.1084 | 14.8916 |  | 1 | 146.8003 | -0.06095 | 0.013761 | 501.7838 | -2295.2323 |  | 10000 | 10031.3567 | 1 | 61.7992 | 164.8969 | -159.146 |  | 7.1818e-05 | -8.4746 | -19451.0848 | -4252.5701 | 3.3568 | -710.256 | -3897.6545 | 4.5321 | 5.0256 | 14.0237 | -1.1753 | -247.34 | -43.296 | -198.7636 | -18.7636 | -18.7636 | 0 | 0 | -57.3198 | -131.4236
1185000 |  | 1.4991 | 0.84054 | 0.00021266 | 0.0093443 | -3.1322 | 4.2447 |  | 0.0072364 | -1.5708 | 147.4258 | 1.564 | 62.0692 | 1.5547 | 0.7045 | -0.78908 | 0.21934 | -1.3497 | -37.1734 | -165.1577 | 14.8423 |  | 1 | 147.4224 | -0.061468 | 0.013819 | 497.7616 | -2286.452 |  | 10000 | 10073.8624 | 1 | 62.0611 | 164.8752 | -158.4749 |  | 7.1214e-05 | -8.4388 | -19294.9181 | -4200.6825 | 3.356 | -702.7198 | -3881.8764 | 4.5333 | 5.0056 | 13.9891 | -1.1773 | -247.4569 | -43.3838 | -198.7624 | -18.7624 | -18.7624 | 0 | 0 | -57.3729 | -131.3054
1190000 |  | 1.5026 | 0.84263 | 0.00021087 | 0.009305 | -3.1323 | 4.2447 |  | 0.007206 | -1.5708 | 148.0478 | 1.564 | 62.331 | 1.5548 | 0.703 | -0.79118 | 0.21846 | -1.3506 | -37.2429 | -165.2067 | 14.7933 |  | 1 | 148.0444 | -0.061988 | 0.013877 | 493.7867 | -2277.7349 |  | 10000 | 10116.3682 | 1 | 62.323 | 164.8538 | -157.8094 |  | 7.0616e-05 | -8.4034 | -19140.5947 | -4149.629 | 3.3551 | -695.2814 | -3866.2233 | 4.5345 | 4.9858 | 13.9546 | -1.1794 | -247.5729 | -43.4711 | -198.7608 | -18.7608 | -18.7608 | 0 | 0 | -57.4257 | -131.1878
1195000 |  | 1.5061 | 0.84471 | 0.00020911 | 0.0092661 | -3.1323 | 4.2447 |  | 0.0071759 | -1.5708 | 148.6698 | 1.5641 | 62.5928 | 1.5548 | 0.70151 | -0.79328 | 0.21759 | -1.3514 | -37.3122 | -165.2554 | 14.7446 |  | 1 | 148.6664 | -0.06251 | 0.013936 | 489.8585 | -2269.0804 |  | 10000 | 10158.8739 | 1 | 62.5848 | 164.8327 | -157.1494 |  | 7.0027e-05 | -8.3682 | -18988.086 | -4099.3931 | 3.3542 | -687.9391 | -3850.6937 | 4.5356 | 4.9661 | 13.9202 | -1.1814 | -247.688 | -43.558 | -198.7588 | -18.7588 | -18.7588 | 0 | 0 | -57.4782 | -131.0708
1200000 |  | 1.5097 | 0.84678 | 0.00020737 | 0.0092274 | -3.1324 | 4.2447 |  | 0.007146 | -1.5708 | 149.2918 | 1.5641 | 62.8546 | 1.5549 | 0.70002 | -0.79537 | 0.21673 | -1.3523 | -37.3812 | -165.3038 | 14.6962 |  | 1 | 149.2885 | -0.063034 | 0.013994 | 485.9762 | -2260.4878 |  | 10000 | 10201.3797 | 1 | 62.8467 | 164.8118 | -156.4949 |  | 6.9444e-05 | -8.3333 | -18837.3643 | -4049.9585 | 3.3534 | -680.6912 | -3835.286 | 4.5367 | 4.9465 | 13.886 | -1.1834 | -247.8022 | -43.6444 | -198.7564 | -18.7564 | -18.7564 | 0 | 0 | -57.5304 | -130.9542
1205000 |  | 1.5132 | 0.84885 | 0.00020565 | 0.0091891 | -3.1324 | 4.2447 |  | 0.0071163 | -1.5708 | 149.9139 | 1.5641 | 63.1165 | 1.555 | 0.69854 | -0.79744 | 0.21587 | -1.3532 | -37.4499 | -165.3518 | 14.6482 |  | 1 | 149.9105 | -0.06356 | 0.014052 | 482.1391 | -2251.9565 |  | 10000 | 10243.8854 | 1 | 63.1085 | 164.7912 | -155.8459 |  | 6.8869e-05 | -8.2988 | -18688.4022 | -4001.3094 | 3.3525 | -673.5361 | -3819.999 | 4.5379 | 4.9271 | 13.8519 | -1.1853 | -247.9155 | -43.7305 | -198.7538 | -18.7538 | -18.7538 | 0 | 0 | -57.5824 | -130.8382
1210000 |  | 1.5167 | 0.8509 | 0.00020396 | 0.0091512 | -3.1324 | 4.2447 |  | 0.0070869 | -1.5708 | 150.5359 | 1.5642 | 63.3783 | 1.555 | 0.69705 | -0.79951 | 0.21502 | -1.3541 | -37.5183 | -165.3995 | 14.6005 |  | 1 | 150.5326 | -0.064089 | 0.014111 | 478.3466 | -2243.4859 |  | 10000 | 10286.3912 | 1 | 63.3704 | 164.7708 | -155.2022 |  | 6.8301e-05 | -8.2645 | -18541.1729 | -3953.4305 | 3.3517 | -666.4722 | -3804.8312 | 4.539 | 4.9079 | 13.8179 | -1.1873 | -248.028 | -43.8162 | -198.7508 | -18.7508 | -18.7508 | 0 | 0 | -57.634 | -130.7228
1215000 |  | 1.5203 | 0.85294 | 0.00020228 | 0.0091135 | -3.1325 | 4.2447 |  | 0.0070577 | -1.5708 | 151.1579 | 1.5642 | 63.6401 | 1.5551 | 0.69558 | -0.80158 | 0.21418 | -1.3549 | -37.5865 | -165.4469 | 14.5531 |  | 1 | 151.1546 | -0.06462 | 0.014169 | 474.5979 | -2235.0754 |  | 10000 | 10328.8969 | 1 | 63.6323 | 164.7507 | -154.5639 |  | 6.774e-05 | -8.2305 | -18395.6499 | -3906.3067 | 3.3508 | -659.4981 | -3789.7812 | 4.5401 | 4.8888 | 13.784 | -1.1893 | -248.1396 | -43.9014 | -198.7474 | -18.7474 | -18.7474 | 0 | 0 | -57.6854 | -130.6078
1220000 |  | 1.5238 | 0.85498 | 0.00020063 | 0.0090761 | -3.1325 | 4.2447 |  | 0.0070288 | -1.5708 | 151.7799 | 1.5642 | 63.902 | 1.5551 | 0.6941 | -0.80363 | 0.21334 | -1.3558 | -37.6544 | -165.494 | 14.506 |  | 1 | 151.7766 | -0.065153 | 0.014227 | 470.8924 | -2226.7244 |  | 10000 | 10371.4026 | 1 | 63.8941 | 164.7308 | -153.9307 |  | 6.7186e-05 | -8.1967 | -18251.8076 | -3859.9233 | 3.35 | -652.612 | -3774.8478 | 4.5412 | 4.8698 | 13.7502 | -1.1912 | -248.2503 | -43.9862 | -198.7438 | -18.7438 | -18.7438 | 0 | 0 | -57.7365 | -130.4934
1225000 |  | 1.5274 | 0.857 | 0.00019899 | 0.0090391 | -3.1326 | 4.2447 |  | 0.0070001 | -1.5708 | 152.4019 | 1.5642 | 64.1638 | 1.5552 | 0.69263 | -0.80567 | 0.21251 | -1.3567 | -37.7221 | -165.5407 | 14.4593 |  | 1 | 152.3987 | -0.065688 | 0.014285 | 467.2295 | -2218.4323 |  | 10000 | 10413.9084 | 1 | 64.156 | 164.7112 | -153.3027 |  | 6.6639e-05 | -8.1633 | -18109.6203 | -3814.2658 | 3.3492 | -645.8127 | -3760.0295 | 4.5423 | 4.851 | 13.7166 | -1.1931 | -248.3603 | -44.0707 | -198.7398 | -18.7398 | -18.7398 | 0 | 0 | -57.7873 | -130.3796
1230000 |  | 1.531 | 0.85902 | 0.00019738 | 0.0090023 | -3.1326 | 4.2447 |  | 0.0069717 | -1.5708 | 153.024 | 1.5643 | 64.4256 | 1.5553 | 0.69116 | -0.80771 | 0.21168 | -1.3575 | -37.7895 | -165.5872 | 14.4128 |  | 1 | 153.0207 | -0.066225 | 0.014344 | 463.6084 | -2210.1986 |  | 10000 | 10456.4141 | 1 | 64.4178 | 164.6918 | -152.6799 |  | 6.6098e-05 | -8.1301 | -17969.0634 | -3769.3203 | 3.3484 | -639.0986 | -3745.3251 | 4.5434 | 4.8323 | 13.6831 | -1.195 | -248.4694 | -44.1547 | -198.7356 | -18.7356 | -18.7356 | 0 | 0 | -57.8378 | -130.2662
1235000 |  | 1.5345 | 0.86102 | 0.00019578 | 0.0089658 | -3.1326 | 4.2447 |  | 0.0069434 | -1.5708 | 153.646 | 1.5643 | 64.6874 | 1.5553 | 0.68969 | -0.80973 | 0.21086 | -1.3583 | -37.8566 | -165.6333 | 14.3667 |  | 1 | 153.6427 | -0.066765 | 0.014402 | 460.0287 | -2202.0226 |  | 10000 | 10498.9199 | 1 | 64.6797 | 164.6727 | -152.062 |  | 6.5564e-05 | -8.0972 | -17830.1123 | -3725.073 | 3.3476 | -632.4682 | -3730.7333 | 4.5445 | 4.8138 | 13.6497 | -1.1969 | -248.5777 | -44.2384 | -198.731 | -18.731 | -18.731 | 0 | 0 | -57.888 | -130.1534
1240000 |  | 1.5381 | 0.86302 | 0.00019421 | 0.0089297 | -3.1327 | 4.2447 |  | 0.0069155 | -1.5708 | 154.268 | 1.5643 | 64.9493 | 1.5554 | 0.68823 | -0.81175 | 0.21005 | -1.3592 | -37.9234 | -165.6791 | 14.3209 |  | 1 | 154.2648 | -0.067306 | 0.01446 | 456.4896 | -2193.9038 |  | 10000 | 10541.4256 | 1 | 64.9416 | 164.6538 | -151.4492 |  | 6.5036e-05 | -8.0645 | -17692.7431 | -3681.5105 | 3.3467 | -625.9203 | -3716.2528 | 4.5455 | 4.7953 | 13.6164 | -1.1988 | -248.6851 | -44.3216 | -198.7262 | -18.7262 | -18.7262 | 0 | 0 | -57.938 | -130.041
1245000 |  | 1.5417 | 0.86501 | 0.00019265 | 0.0088938 | -3.1327 | 4.2447 |  | 0.0068877 | -1.5708 | 154.89 | 1.5643 | 65.2111 | 1.5555 | 0.68677 | -0.81376 | 0.20924 | -1.36 | -37.9901 | -165.7247 | 14.2753 |  | 1 | 154.8868 | -0.06785 | 0.014519 | 452.9906 | -2185.8417 |  | 10000 | 10583.9314 | 1 | 65.2034 | 164.6351 | -150.8412 |  | 6.4515e-05 | -8.0321 | -17556.9321 | -3638.6198 | 3.3459 | -619.4534 | -3701.8824 | 4.5466 | 4.7771 | 13.5832 | -1.2006 | -248.7918 | -44.4045 | -198.7211 | -18.7211 | -18.7211 | 0 | 0 | -57.9877 | -129.9292
1250000 |  | 1.5453 | 0.86698 | 0.00019111 | 0.0088582 | -3.1327 | 4.2447 |  | 0.0068601 | -1.5708 | 155.5121 | 1.5644 | 65.4729 | 1.5555 | 0.68532 | -0.81576 | 0.20844 | -1.3608 | -38.0564 | -165.7699 | 14.2301 |  | 1 | 155.5088 | -0.068396 | 0.014577 | 449.5311 | -2177.8356 |  | 10000 | 10626.4371 | 1 | 65.4653 | 164.6166 | -150.2381 |  | 6.4e-05 | -8 | -17422.6563 | -3596.3879 | 3.3452 | -613.0662 | -3687.6208 | 4.5476 | 4.7589 | 13.5502 | -1.2025 | -248.8977 | -44.487 | -198.7157 | -18.7157 | -18.7157 | 0 | 0 | -58.0372 | -129.8179
1255000 |  | 1.5489 | 0.86895 | 0.00018959 | 0.0088229 | -3.1328 | 4.2447 |  | 0.0068328 | -1.5708 | 156.1341 | 1.5644 | 65.7348 | 1.5556 | 0.68386 | -0.81775 | 0.20765 | -1.3616 | -38.1225 | -165.8149 | 14.1851 |  | 1 | 156.1309 | -0.068945 | 0.014635 | 446.1104 | -2169.8851 |  | 10000 | 10668.9429 | 1 | 65.7272 | 164.5984 | -149.6399 |  | 6.3491e-05 | -7.9681 | -17289.8929 | -3554.8025 | 3.3444 | -606.7574 | -3673.4668 | 4.5487 | 4.7409 | 13.5172 | -1.2043 | -249.0029 | -44.5691 | -198.71 | -18.71 | -18.71 | 0 | 0 | -58.0863 | -129.7072
1260000 |  | 1.5525 | 0.87091 | 0.00018809 | 0.0087879 | -3.1328 | 4.2447 |  | 0.0068057 | -1.5708 | 156.7561 | 1.5644 | 65.9966 | 1.5556 | 0.68241 | -0.81974 | 0.20686 | -1.3624 | -38.1884 | -165.8595 | 14.1405 |  | 1 | 156.7529 | -0.069495 | 0.014694 | 442.7281 | -2161.9896 |  | 10000 | 10711.4486 | 1 | 65.989 | 164.5803 | -149.0463 |  | 6.2988e-05 | -7.9365 | -17158.6197 | -3513.8512 | 3.3436 | -600.5257 | -3659.4193 | 4.5497 | 4.723 | 13.4844 | -1.2061 | -249.1072 | -44.6508 | -198.7041 | -18.7041 | -18.7041 | 0 | 0 | -58.1352 | -129.5969
1265000 |  | 1.5561 | 0.87286 | 0.00018661 | 0.0087531 | -3.1328 | 4.2447 |  | 0.0067788 | -1.5708 | 157.3781 | 1.5644 | 66.2584 | 1.5557 | 0.68097 | -0.82171 | 0.20608 | -1.3632 | -38.254 | -165.9039 | 14.0961 |  | 1 | 157.3749 | -0.070048 | 0.014752 | 439.3835 | -2154.1485 |  | 10000 | 10753.9544 | 1 | 66.2509 | 164.5625 | -148.4575 |  | 6.2491e-05 | -7.9051 | -17028.8148 | -3473.5221 | 3.3428 | -594.3698 | -3645.477 | 4.5508 | 4.7053 | 13.4517 | -1.208 | -249.2108 | -44.7322 | -198.6979 | -18.6979 | -18.6979 | 0 | 0 | -58.1839 | -129.4871
1270000 |  | 1.5597 | 0.8748 | 0.00018514 | 0.0087187 | -3.1329 | 4.2447 |  | 0.0067521 | -1.5708 | 158.0001 | 1.5645 | 66.5203 | 1.5558 | 0.67953 | -0.82368 | 0.2053 | -1.364 | -38.3193 | -165.948 | 14.052 |  | 1 | 157.997 | -0.070603 | 0.01481 | 436.0761 | -2146.3614 |  | 10000 | 10796.4601 | 1 | 66.5127 | 164.5449 | -147.8733 |  | 6.2e-05 | -7.874 | -16900.4567 | -3433.8035 | 3.342 | -588.2886 | -3631.6389 | 4.5518 | 4.6877 | 13.4191 | -1.2098 | -249.3137 | -44.8132 | -198.6915 | -18.6915 | -18.6915 | 0 | 0 | -58.2323 | -129.3778
1275000 |  | 1.5633 | 0.87674 | 0.00018369 | 0.0086845 | -3.1329 | 4.2447 |  | 0.0067256 | -1.5708 | 158.6222 | 1.5645 | 66.7821 | 1.5558 | 0.67809 | -0.82564 | 0.20453 | -1.3648 | -38.3844 | -165.9918 | 14.0082 |  | 1 | 158.619 | -0.07116 | 0.014869 | 432.8054 | -2138.6277 |  | 10000 | 10838.9659 | 1 | 66.7746 | 164.5275 | -147.2936 |  | 6.1515e-05 | -7.8431 | -16773.5242 | -3394.6841 | 3.3413 | -582.2808 | -3617.9036 | 4.5528 | 4.6702 | 13.3866 | -1.2115 | -249.4158 | -44.8938 | -198.6849 | -18.6849 | -18.6849 | 0 | 0 | -58.2804 | -129.2691
1280000 |  | 1.567 | 0.87866 | 0.00018226 | 0.0086505 | -3.1329 | 4.2447 |  | 0.0066993 | -1.5708 | 159.2442 | 1.5645 | 67.0439 | 1.5559 | 0.67665 | -0.82759 | 0.20376 | -1.3656 | -38.4493 | -166.0353 | 13.9647 |  | 1 | 159.241 | -0.071719 | 0.014927 | 429.5709 | -2130.9469 |  | 10000 | 10881.4716 | 1 | 67.0365 | 164.5103 | -146.7185 |  | 6.1035e-05 | -7.8125 | -16647.9967 | -3356.1525 | 3.3405 | -576.3452 | -3604.2702 | 4.5538 | 4.6528 | 13.3542 | -1.2133 | -249.5172 | -44.9741 | -198.678 | -18.678 | -18.678 | 0 | 0 | -58.3283 | -129.1608
1285000 |  | 1.5706 | 0.88058 | 0.00018084 | 0.0086169 | -3.133 | 4.2447 |  | 0.0066733 | -1.5708 | 159.8662 | 1.5645 | 67.3058 | 1.5559 | 0.67522 | -0.82953 | 0.203 | -1.3664 | -38.514 | -166.0785 | 13.9215 |  | 1 | 159.8631 | -0.07228 | 0.014985 | 426.3719 | -2123.3185 |  | 10000 | 10923.9774 | 1 | 67.2983 | 164.4933 | -146.1479 |  | 6.0561e-05 | -7.7821 | -16523.8537 | -3318.1979 | 3.3398 | -570.4807 | -3590.7375 | 4.5548 | 4.6355 | 13.322 | -1.2151 | -249.6179 | -45.054 | -198.6709 | -18.6709 | -18.6709 | 0 | 0 | -58.3759 | -129.053
1290000 |  | 1.5742 | 0.88248 | 0.00017944 | 0.0085835 | -3.133 | 4.2447 |  | 0.0066474 | -1.5708 | 160.4882 | 1.5646 | 67.5676 | 1.556 | 0.6738 | -0.83146 | 0.20225 | -1.3671 | -38.5783 | -166.1215 | 13.8785 |  | 1 | 160.4851 | -0.072844 | 0.015043 | 423.208 | -2115.742 |  | 10000 | 10966.4831 | 1 | 67.5602 | 164.4765 | -145.5817 |  | 6.0093e-05 | -7.7519 | -16401.0753 | -3280.8096 | 3.339 | -564.6861 | -3577.3044 | 4.5558 | 4.6184 | 13.2898 | -1.2168 | -249.7178 | -45.1335 | -198.6635 | -18.6635 | -18.6635 | 0 | 0 | -58.4233 | -128.9457
1295000 |  | 1.5779 | 0.88438 | 0.00017806 | 0.0085503 | -3.133 | 4.2447 |  | 0.0066217 | -1.5708 | 161.1103 | 1.5646 | 67.8294 | 1.5561 | 0.67237 | -0.83339 | 0.2015 | -1.3679 | -38.6425 | -166.1642 | 13.8358 |  | 1 | 161.1072 | -0.07341 | 0.015102 | 420.0788 | -2108.2169 |  | 10000 | 11008.9889 | 1 | 67.822 | 164.4599 | -145.0198 |  | 5.9629e-05 | -7.722 | -16279.6418 | -3243.9772 | 3.3383 | -558.9603 | -3563.9699 | 4.5568 | 4.6014 | 13.2578 | -1.2185 | -249.8171 | -45.2127 | -198.656 | -18.656 | -18.656 | 0 | 0 | -58.4705 | -128.8389
1300000 |  | 1.5815 | 0.88627 | 0.00017669 | 0.0085174 | -3.1331 | 4.2447 |  | 0.0065963 | -1.5708 | 161.7323 | 1.5646 | 68.0912 | 1.5561 | 0.67095 | -0.83531 | 0.20076 | -1.3687 | -38.7064 | -166.2066 | 13.7934 |  | 1 | 161.7292 | -0.073978 | 0.01516 | 416.9836 | -2100.7426 |  | 10000 | 11051.4946 | 1 | 68.0839 | 164.4435 | -144.4623 |  | 5.9172e-05 | -7.6923 | -16159.5339 | -3207.6904 | 3.3375 | -553.3023 | -3550.7328 | 4.5578 | 4.5845 | 13.2259 | -1.2203 | -249.9156 | -45.2915 | -198.6482 | -18.6482 | -18.6482 | 0 | 0 | -58.5174 | -128.7326
1305000 |  | 1.5852 | 0.88815 | 0.00017534 | 0.0084848 | -3.1331 | 4.2447 |  | 0.006571 | -1.5708 | 162.3543 | 1.5646 | 68.3531 | 1.5562 | 0.66953 | -0.83721 | 0.20002 | -1.3694 | -38.7701 | -166.2488 | 13.7512 |  | 1 | 162.3512 | -0.074548 | 0.015218 | 413.922 | -2093.3188 |  | 10000 | 11094.0004 | 1 | 68.3458 | 164.4273 | -143.909 |  | 5.8719e-05 | -7.6628 | -16040.7327 | -3171.9392 | 3.3368 | -547.7109 | -3537.5921 | 4.5588 | 4.5677 | 13.194 | -1.222 | -250.0135 | -45.37 | -198.6402 | -18.6402 | -18.6402 | 0 | 0 | -58.564 | -128.6268
1310000 |  | 1.5888 | 0.89002 | 0.000174 | 0.0084524 | -3.1331 | 4.2447 |  | 0.0065459 | -1.5708 | 162.9763 | 1.5647 | 68.6149 | 1.5562 | 0.66812 | -0.83912 | 0.19928 | -1.3702 | -38.8336 | -166.2907 | 13.7093 |  | 1 | 162.9733 | -0.07512 | 0.015277 | 410.8936 | -2085.9449 |  | 10000 | 11136.5061 | 1 | 68.6076 | 164.4113 | -143.36 |  | 5.8272e-05 | -7.6336 | -15923.2196 | -3136.7138 | 3.3361 | -542.1852 | -3524.5468 | 4.5598 | 4.5511 | 13.1623 | -1.2237 | -250.1107 | -45.4481 | -198.6321 | -18.6321 | -18.6321 | 0 | 0 | -58.6104 | -128.5214
1315000 |  | 1.5925 | 0.89188 | 0.00017268 | 0.0084202 | -3.1332 | 4.2447 |  | 0.006521 | -1.5708 | 163.5984 | 1.5647 | 68.8767 | 1.5563 | 0.66671 | -0.84101 | 0.19856 | -1.3709 | -38.8968 | -166.3324 | 13.6676 |  | 1 | 163.5953 | -0.075695 | 0.015335 | 407.8978 | -2078.6205 |  | 10000 | 11179.0119 | 1 | 68.8695 | 164.3954 | -142.8151 |  | 5.7829e-05 | -7.6046 | -15806.9761 | -3102.0048 | 3.3354 | -536.724 | -3511.5959 | 4.5607 | 4.5346 | 13.1307 | -1.2253 | -250.2072 | -45.5259 | -198.6237 | -18.6237 | -18.6237 | 0 | 0 | -58.6566 | -128.4165
1320000 |  | 1.5962 | 0.89373 | 0.00017138 | 0.0083883 | -3.1332 | 4.2447 |  | 0.0064963 | -1.5708 | 164.2204 | 1.5647 | 69.1386 | 1.5563 | 0.6653 | -0.8429 | 0.19783 | -1.3716 | -38.9598 | -166.3738 | 13.6262 |  | 1 | 164.2173 | -0.076271 | 0.015393 | 404.9343 | -2071.345 |  | 10000 | 11221.5176 | 1 | 69.1313 | 164.3797 | -142.2744 |  | 5.7392e-05 | -7.5758 | -15691.9845 | -3067.8026 | 3.3347 | -531.3265 | -3498.7384 | 4.5617 | 4.5181 | 13.0992 | -1.227 | -250.303 | -45.6033 | -198.6152 | -18.6152 | -18.6152 | 0 | 0 | -58.7025 | -128.3122
1325000 |  | 1.5998 | 0.89558 | 0.00017009 | 0.0083567 | -3.1332 | 4.2447 |  | 0.0064718 | -1.5708 | 164.8424 | 1.5647 | 69.4004 | 1.5564 | 0.6639 | -0.84477 | 0.19712 | -1.3724 | -39.0226 | -166.4149 | 13.5851 |  | 1 | 164.8394 | -0.07685 | 0.015452 | 402.0024 | -2064.1181 |  | 10000 | 11264.0234 | 1 | 69.3932 | 164.3642 | -141.7377 |  | 5.696e-05 | -7.5472 | -15578.2269 | -3034.0982 | 3.3339 | -525.9915 | -3485.9732 | 4.5626 | 4.5018 | 13.0678 | -1.2287 | -250.3982 | -45.6804 | -198.6065 | -18.6065 | -18.6065 | 0 | 0 | -58.7482 | -128.2082
1330000 |  | 1.6035 | 0.89742 | 0.00016881 | 0.0083252 | -3.1333 | 4.2447 |  | 0.0064475 | -1.5708 | 165.4644 | 1.5648 | 69.6622 | 1.5564 | 0.6625 | -0.84664 | 0.1964 | -1.3731 | -39.0851 | -166.4558 | 13.5442 |  | 1 | 165.4614 | -0.077431 | 0.01551 | 399.1019 | -2056.9392 |  | 10000 | 11306.5291 | 1 | 69.6551 | 164.3489 | -141.2051 |  | 5.6532e-05 | -7.5188 | -15465.6861 | -3000.8825 | 3.3332 | -520.7182 | -3473.2994 | 4.5636 | 4.4857 | 13.0365 | -1.2303 | -250.4928 | -45.7572 | -198.5976 | -18.5976 | -18.5976 | 0 | 0 | -58.7937 | -128.1048
1335000 |  | 1.6072 | 0.89925 | 0.00016755 | 0.008294 | -3.1333 | 4.2447 |  | 0.0064233 | -1.5708 | 166.0864 | 1.5648 | 69.9241 | 1.5565 | 0.66111 | -0.8485 | 0.1957 | -1.3738 | -39.1474 | -166.4965 | 13.5035 |  | 1 | 166.0834 | -0.078015 | 0.015568 | 396.2323 | -2049.808 |  | 10000 | 11349.0349 | 1 | 69.9169 | 164.3337 | -140.6765 |  | 5.611e-05 | -7.4906 | -15354.3449 | -2968.1469 | 3.3325 | -515.5055 | -3460.716 | 4.5645 | 4.4696 | 13.0053 | -1.232 | -250.5867 | -45.8336 | -198.5885 | -18.5885 | -18.5885 | 0 | 0 | -58.839 | -128.0018
1340000 |  | 1.6109 | 0.90107 | 0.0001663 | 0.0082631 | -3.1333 | 4.2447 |  | 0.0063994 | -1.5708 | 166.7085 | 1.5648 | 70.1859 | 1.5565 | 0.65971 | -0.85036 | 0.19499 | -1.3745 | -39.2095 | -166.5369 | 13.4631 |  | 1 | 166.7055 | -0.0786 | 0.015627 | 393.393 | -2042.7239 |  | 10000 | 11391.5406 | 1 | 70.1788 | 164.3188 | -140.1518 |  | 5.5692e-05 | -7.4627 | -15244.1866 | -2935.8827 | 3.3319 | -510.3526 | -3448.2222 | 4.5655 | 4.4536 | 12.9742 | -1.2336 | -250.6799 | -45.9097 | -198.5792 | -18.5792 | -18.5792 | 0 | 0 | -58.884 | -127.8993
1345000 |  | 1.6146 | 0.90288 | 0.00016506 | 0.0082324 | -3.1334 | 4.2447 |  | 0.0063756 | -1.5708 | 167.3305 | 1.5648 | 70.4478 | 1.5566 | 0.65833 | -0.8522 | 0.1943 | -1.3753 | -39.2714 | -166.577 | 13.423 |  | 1 | 167.3275 | -0.079188 | 0.015685 | 390.5838 | -2035.6866 |  | 10000 | 11434.0464 | 1 | 70.4407 | 164.3039 | -139.631 |  | 5.5278e-05 | -7.4349 | -15135.1947 | -2904.0816 | 3.3312 | -505.2586 | -3435.8168 | 4.5664 | 4.4378 | 12.9433 | -1.2352 | -250.7726 | -45.9855 | -198.5698 | -18.5698 | -18.5698 | 0 | 0 | -58.9288 | -127.7972
1350000 |  | 1.6183 | 0.90468 | 0.00016384 | 0.0082019 | -3.1334 | 4.2447 |  | 0.006352 | -1.5708 | 167.9525 | 1.5648 | 70.7096 | 1.5567 | 0.65694 | -0.85404 | 0.1936 | -1.376 | -39.3331 | -166.6169 | 13.3831 |  | 1 | 167.9495 | -0.079778 | 0.015743 | 387.8042 | -2028.6955 |  | 10000 | 11476.5521 | 1 | 70.7025 | 164.2893 | -139.114 |  | 5.487e-05 | -7.4074 | -15027.3531 | -2872.7352 | 3.3305 | -500.2224 | -3423.4991 | 4.5673 | 4.422 | 12.9124 | -1.2368 | -250.8646 | -46.061 | -198.5603 | -18.5603 | -18.5603 | 0 | 0 | -58.9734 | -127.6957
1355000 |  | 1.622 | 0.90648 | 0.00016264 | 0.0081716 | -3.1334 | 4.2447 |  | 0.0063285 | -1.5708 | 168.5745 | 1.5649 | 70.9714 | 1.5567 | 0.65556 | -0.85587 | 0.19292 | -1.3767 | -39.3945 | -166.6566 | 13.3434 |  | 1 | 168.5716 | -0.08037 | 0.015801 | 385.0538 | -2021.7503 |  | 10000 | 11519.0579 | 1 | 70.9644 | 164.2748 | -138.6009 |  | 5.4465e-05 | -7.3801 | -14920.6457 | -2841.8356 | 3.3298 | -495.2434 | -3411.268 | 4.5682 | 4.4064 | 12.8816 | -1.2384 | -250.956 | -46.1361 | -198.5505 | -18.5505 | -18.5505 | 0 | 0 | -59.0177 | -127.5945
1360000 |  | 1.6257 | 0.90826 | 0.00016144 | 0.0081415 | -3.1335 | 4.2447 |  | 0.0063053 | -1.5708 | 169.1966 | 1.5649 | 71.2333 | 1.5568 | 0.65418 | -0.8577 | 0.19223 | -1.3774 | -39.4557 | -166.696 | 13.304 |  | 1 | 169.1936 | -0.080964 | 0.01586 | 382.3322 | -2014.8506 |  | 10000 | 11561.5636 | 1 | 71.2262 | 164.2605 | -138.0915 |  | 5.4066e-05 | -7.3529 | -14815.057 | -2811.3748 | 3.3291 | -490.3205 | -3399.1228 | 4.5691 | 4.3908 | 12.8509 | -1.24 | -251.0468 | -46.2109 | -198.5407 | -18.5407 | -18.5407 | 0 | 0 | -59.0618 | -127.4939
1365000 |  | 1.6294 | 0.91004 | 0.00016026 | 0.0081117 | -3.1335 | 4.2447 |  | 0.0062822 | -1.5708 | 169.8186 | 1.5649 | 71.4951 | 1.5568 | 0.65281 | -0.85951 | 0.19156 | -1.378 | -39.5167 | -166.7352 | 13.2648 |  | 1 | 169.8156 | -0.08156 | 0.015918 | 379.6389 | -2007.9958 |  | 10000 | 11604.0694 | 1 | 71.4881 | 164.2463 | -137.5859 |  | 5.367e-05 | -7.326 | -14710.5716 | -2781.3452 | 3.3285 | -485.453 | -3387.0625 | 4.57 | 4.3754 | 12.8204 | -1.2416 | -251.137 | -46.2854 | -198.5306 | -18.5306 | -18.5306 | 0 | 0 | -59.1058 | -127.3936
1370000 |  | 1.6332 | 0.91181 | 0.00015909 | 0.0080821 | -3.1335 | 4.2447 |  | 0.0062592 | -1.5708 | 170.4406 | 1.5649 | 71.7569 | 1.5569 | 0.65144 | -0.86132 | 0.19088 | -1.3787 | -39.5775 | -166.7742 | 13.2258 |  | 1 | 170.4377 | -0.082159 | 0.015976 | 376.9737 | -2001.1856 |  | 10000 | 11646.5751 | 1 | 71.75 | 164.2323 | -137.0839 |  | 5.3279e-05 | -7.2993 | -14607.1743 | -2751.7392 | 3.3278 | -480.64 | -3375.0862 | 4.5709 | 4.3601 | 12.7899 | -1.2431 | -251.2266 | -46.3596 | -198.5205 | -18.5205 | -18.5205 | 0 | 0 | -59.1495 | -127.2939
1375000 |  | 1.6369 | 0.91358 | 0.00015794 | 0.0080527 | -3.1335 | 4.2447 |  | 0.0062365 | -1.5708 | 171.0626 | 1.565 | 72.0188 | 1.5569 | 0.65007 | -0.86312 | 0.19021 | -1.3794 | -39.6381 | -166.8129 | 13.1871 |  | 1 | 171.0597 | -0.08276 | 0.016035 | 374.336 | -1994.4196 |  | 10000 | 11689.0809 | 1 | 72.0118 | 164.2184 | -136.5857 |  | 5.2893e-05 | -7.2727 | -14504.8502 | -2722.5494 | 3.3271 | -475.8807 | -3363.1931 | 4.5718 | 4.3449 | 12.7595 | -1.2447 | -251.3156 | -46.4334 | -198.5102 | -18.5102 | -18.5102 | 0 | 0 | -59.1929 | -127.1946
1380000 |  | 1.6406 | 0.91533 | 0.0001568 | 0.0080235 | -3.1336 | 4.2447 |  | 0.0062139 | -1.5708 | 171.6847 | 1.565 | 72.2806 | 1.557 | 0.64871 | -0.86491 | 0.18955 | -1.3801 | -39.6985 | -166.8514 | 13.1486 |  | 1 | 171.6818 | -0.083363 | 0.016093 | 371.7257 | -1987.6974 |  | 10000 | 11731.5866 | 1 | 72.2737 | 164.2047 | -136.091 |  | 5.251e-05 | -7.2464 | -14403.5848 | -2693.7685 | 3.3265 | -471.1743 | -3351.3823 | 4.5727 | 4.3297 | 12.7292 | -1.2462 | -251.4041 | -46.507 | -198.4997 | -18.4997 | -18.4997 | 0 | 0 | -59.2362 | -127.0957
1385000 |  | 1.6444 | 0.91708 | 0.00015567 | 0.0079945 | -3.1336 | 4.2447 |  | 0.0061915 | -1.5708 | 172.3067 | 1.565 | 72.5424 | 1.557 | 0.64735 | -0.8667 | 0.18889 | -1.3808 | -39.7587 | -166.8897 | 13.1103 |  | 1 | 172.3038 | -0.083968 | 0.016151 | 369.1421 | -1981.0185 |  | 10000 | 11774.0923 | 1 | 72.5355 | 164.1911 | -135.5998 |  | 5.2132e-05 | -7.2202 | -14303.3637 | -2665.3895 | 3.3258 | -466.5201 | -3339.653 | 4.5736 | 4.3147 | 12.6991 | -1.2478 | -251.4919 | -46.5802 | -198.4892 | -18.4892 | -18.4892 | 0 | 0 | -59.2793 | -126.9973
1390000 |  | 1.6481 | 0.91882 | 0.00015455 | 0.0079658 | -3.1336 | 4.2447 |  | 0.0061692 | -1.5708 | 172.9287 | 1.565 | 72.8043 | 1.5571 | 0.64599 | -0.86847 | 0.18823 | -1.3814 | -39.8186 | -166.9278 | 13.0722 |  | 1 | 172.9258 | -0.084575 | 0.01621 | 366.5852 | -1974.3826 |  | 10000 | 11816.5981 | 1 | 72.7974 | 164.1777 | -135.1123 |  | 5.1757e-05 | -7.1942 | -14204.1727 | -2637.4054 | 3.3252 | -461.9172 | -3328.0044 | 4.5745 | 4.2998 | 12.669 | -1.2493 | -251.5792 | -46.6532 | -198.4785 | -18.4785 | -18.4785 | 0 | 0 | -59.3221 | -126.8993
1395000 |  | 1.6518 | 0.92055 | 0.00015344 | 0.0079372 | -3.1337 | 4.2447 |  | 0.0061471 | -1.5708 | 173.5507 | 1.565 | 73.0661 | 1.5571 | 0.64464 | -0.87024 | 0.18758 | -1.3821 | -39.8784 | -166.9656 | 13.0344 |  | 1 | 173.5479 | -0.085185 | 0.016268 | 364.0543 | -1967.7893 |  | 10000 | 11859.1038 | 1 | 73.0593 | 164.1644 | -134.6282 |  | 5.1387e-05 | -7.1685 | -14105.998 | -2609.8094 | 3.3245 | -457.3649 | -3316.4356 | 4.5753 | 4.285 | 12.639 | -1.2508 | -251.6659 | -46.7258 | -198.4677 | -18.4677 | -18.4677 | 0 | 0 | -59.3648 | -126.8017
1400000 |  | 1.6556 | 0.92227 | 0.00015235 | 0.0079089 | -3.1337 | 4.2447 |  | 0.0061251 | -1.5708 | 174.1728 | 1.5651 | 73.3279 | 1.5572 | 0.64329 | -0.87201 | 0.18694 | -1.3828 | -39.938 | -167.0032 | 12.9968 |  | 1 | 174.1699 | -0.085796 | 0.016326 | 361.5493 | -1961.2382 |  | 10000 | 11901.6096 | 1 | 73.3211 | 164.1513 | -134.1475 |  | 5.102e-05 | -7.1429 | -14008.8258 | -2582.5949 | 3.3239 | -452.8624 | -3304.9458 | 4.5762 | 4.2703 | 12.6091 | -1.2523 | -251.7521 | -46.7981 | -198.4568 | -18.4568 | -18.4568 | 0 | 0 | -59.4072 | -126.7046
1405000 |  | 1.6594 | 0.92399 | 0.00015127 | 0.0078807 | -3.1337 | 4.2447 |  | 0.0061033 | -1.5708 | 174.7948 | 1.5651 | 73.5898 | 1.5572 | 0.64195 | -0.87376 | 0.18629 | -1.3834 | -39.9973 | -167.0406 | 12.9594 |  | 1 | 174.7919 | -0.08641 | 0.016385 | 359.0697 | -1954.7289 |  | 10000 | 11944.1153 | 1 | 73.583 | 164.1383 | -133.6703 |  | 5.0658e-05 | -7.1174 | -13912.6427 | -2555.7552 | 3.3233 | -448.4091 | -3293.5342 | 4.5771 | 4.2557 | 12.5793 | -1.2538 | -251.8378 | -46.8702 | -198.4457 | -18.4457 | -18.4457 | 0 | 0 | -59.4495 | -126.608
1410000 |  | 1.6631 | 0.92569 | 0.00015019 | 0.0078527 | -3.1337 | 4.2447 |  | 0.0060817 | -1.5708 | 175.4168 | 1.5651 | 73.8516 | 1.5573 | 0.64061 | -0.87551 | 0.18566 | -1.3841 | -40.0565 | -167.0778 | 12.9222 |  | 1 | 175.414 | -0.087026 | 0.016443 | 356.6152 | -1948.2609 |  | 10000 | 11986.6211 | 1 | 73.8449 | 164.1254 | -133.1965 |  | 5.0299e-05 | -7.0922 | -13817.4355 | -2529.2841 | 3.3226 | -444.0042 | -3282.2001 | 4.5779 | 4.2411 | 12.5496 | -1.2553 | -251.9228 | -46.9419 | -198.4346 | -18.4346 | -18.4346 | 0 | 0 | -59.4915 | -126.5117
1415000 |  | 1.6669 | 0.92739 | 0.00014913 | 0.007825 | -3.1338 | 4.2447 |  | 0.0060602 | -1.5708 | 176.0388 | 1.5651 | 74.1135 | 1.5573 | 0.63927 | -0.87725 | 0.18502 | -1.3847 | -40.1154 | -167.1148 | 12.8852 |  | 1 | 176.036 | -0.087645 | 0.016501 | 354.1856 | -1941.8341 |  | 10000 | 12029.1268 | 1 | 74.1067 | 164.1127 | -132.726 |  | 4.9944e-05 | -7.0671 | -13723.1913 | -2503.1752 | 3.322 | -439.647 | -3270.9427 | 4.5788 | 4.2267 | 12.52 | -1.2568 | -252.0074 | -47.0134 | -198.4233 | -18.4233 | -18.4233 | 0 | 0 | -59.5334 | -126.4159
1420000 |  | 1.6707 | 0.92909 | 0.00014809 | 0.0077974 | -3.1338 | 4.2447 |  | 0.0060388 | -1.5708 | 176.6609 | 1.5651 | 74.3753 | 1.5574 | 0.63793 | -0.87898 | 0.18439 | -1.3853 | -40.1742 | -167.1516 | 12.8484 |  | 1 | 176.658 | -0.088265 | 0.016559 | 351.7804 | -1935.4479 |  | 10000 | 12071.6326 | 1 | 74.3686 | 164.1001 | -132.2588 |  | 4.9593e-05 | -7.0423 | -13629.8971 | -2477.4224 | 3.3214 | -435.3368 | -3259.7612 | 4.5796 | 4.2124 | 12.4905 | -1.2582 | -252.0914 | -47.0845 | -198.412 | -18.412 | -18.412 | 0 | 0 | -59.575 | -126.3206
1425000 |  | 1.6744 | 0.93077 | 0.00014705 | 0.0077701 | -3.1338 | 4.2447 |  | 0.0060177 | -1.5708 | 177.2829 | 1.5652 | 74.6371 | 1.5574 | 0.6366 | -0.88071 | 0.18377 | -1.386 | -40.2327 | -167.1881 | 12.8119 |  | 1 | 177.2801 | -0.088888 | 0.016618 | 349.3993 | -1929.102 |  | 10000 | 12114.1383 | 1 | 74.6304 | 164.0877 | -131.7949 |  | 4.9246e-05 | -7.0175 | -13537.5405 | -2452.0197 | 3.3208 | -431.073 | -3248.6548 | 4.5805 | 4.1981 | 12.4611 | -1.2597 | -252.1749 | -47.1554 | -198.4005 | -18.4005 | -18.4005 | 0 | 0 | -59.6165 | -126.2256
1430000 |  | 1.6782 | 0.93245 | 0.00014602 | 0.0077429 | -3.1338 | 4.2447 |  | 0.0059966 | -1.5708 | 177.9049 | 1.5652 | 74.899 | 1.5574 | 0.63528 | -0.88243 | 0.18315 | -1.3866 | -40.2911 | -167.2245 | 12.7755 |  | 1 | 177.9021 | -0.089513 | 0.016676 | 347.042 | -1922.796 |  | 10000 | 12156.6441 | 1 | 74.8923 | 164.0753 | -131.3343 |  | 4.8902e-05 | -6.993 | -13446.109 | -2426.9612 | 3.3202 | -426.8549 | -3237.6229 | 4.5813 | 4.184 | 12.4318 | -1.2611 | -252.2579 | -47.2259 | -198.3889 | -18.3889 | -18.3889 | 0 | 0 | -59.6577 | -126.1311
1435000 |  | 1.682 | 0.93412 | 0.00014501 | 0.0077159 | -3.1339 | 4.2447 |  | 0.0059757 | -1.5708 | 178.5269 | 1.5652 | 75.1608 | 1.5575 | 0.63395 | -0.88414 | 0.18253 | -1.3872 | -40.3492 | -167.2606 | 12.7394 |  | 1 | 178.5241 | -0.09014 | 0.016734 | 344.7082 | -1916.5296 |  | 10000 | 12199.1498 | 1 | 75.1542 | 164.0631 | -130.8768 |  | 4.8562e-05 | -6.9686 | -13355.5905 | -2402.2411 | 3.3196 | -422.6818 | -3226.6645 | 4.5821 | 4.1699 | 12.4026 | -1.2626 | -252.3403 | -47.2962 | -198.3773 | -18.3773 | -18.3773 | 0 | 0 | -59.6988 | -126.037
1440000 |  | 1.6858 | 0.93578 | 0.000144 | 0.0076891 | -3.1339 | 4.2447 |  | 0.005955 | -1.5708 | 179.149 | 1.5652 | 75.4226 | 1.5575 | 0.63264 | -0.88585 | 0.18192 | -1.3879 | -40.4072 | -167.2965 | 12.7035 |  | 1 | 179.1462 | -0.090769 | 0.016793 | 342.3977 | -1910.3025 |  | 10000 | 12241.6556 | 1 | 75.416 | 164.0511 | -130.4225 |  | 4.8225e-05 | -6.9444 | -13265.973 | -2377.8537 | 3.319 | -418.553 | -3215.7792 | 4.583 | 4.156 | 12.3734 | -1.264 | -252.4223 | -47.3662 | -198.3655 | -18.3655 | -18.3655 | 0 | 0 | -59.7397 | -125.9433
1445000 |  | 1.6896 | 0.93743 | 0.00014301 | 0.0076625 | -3.1339 | 4.2447 |  | 0.0059344 | -1.5708 | 179.771 | 1.5652 | 75.6845 | 1.5576 | 0.63132 | -0.88754 | 0.18131 | -1.3885 | -40.465 | -167.3323 | 12.6677 |  | 1 | 179.7682 | -0.091401 | 0.016851 | 340.11 | -1904.1142 |  | 10000 | 12284.1613 | 1 | 75.6779 | 164.0391 | -129.9714 |  | 4.7892e-05 | -6.9204 | -13177.2447 | -2353.7936 | 3.3184 | -414.4681 | -3204.9661 | 4.5838 | 4.1421 | 12.3444 | -1.2654 | -252.5037 | -47.436 | -198.3537 | -18.3537 | -18.3537 | 0 | 0 | -59.7804 | -125.85
1450000 |  | 1.6934 | 0.93908 | 0.00014202 | 0.0076361 | -3.134 | 4.2447 |  | 0.0059139 | -1.5708 | 180.393 | 1.5653 | 75.9463 | 1.5576 | 0.63001 | -0.88923 | 0.1807 | -1.3891 | -40.5226 | -167.3678 | 12.6322 |  | 1 | 180.3902 | -0.092034 | 0.016909 | 337.8449 | -1897.9645 |  | 10000 | 12326.6671 | 1 | 75.9397 | 164.0273 | -129.5234 |  | 4.7562e-05 | -6.8966 | -13089.394 | -2330.0552 | 3.3178 | -410.4263 | -3194.2244 | 4.5846 | 4.1283 | 12.3155 | -1.2668 | -252.5846 | -47.5054 | -198.3418 | -18.3418 | -18.3418 | 0 | 0 | -59.8209 | -125.7572
1455000 |  | 1.6972 | 0.94072 | 0.00014105 | 0.0076098 | -3.134 | 4.2447 |  | 0.0058936 | -1.5708 | 181.015 | 1.5653 | 76.2082 | 1.5577 | 0.6287 | -0.89092 | 0.1801 | -1.3897 | -40.58 | -167.4031 | 12.5969 |  | 1 | 181.0123 | -0.09267 | 0.016968 | 335.6021 | -1891.8529 |  | 10000 | 12369.1728 | 1 | 76.2016 | 164.0156 | -129.0784 |  | 4.7236e-05 | -6.8729 | -13002.4095 | -2306.6332 | 3.3172 | -406.427 | -3183.5537 | 4.5854 | 4.1146 | 12.2866 | -1.2682 | -252.6651 | -47.5746 | -198.3298 | -18.3298 | -18.3298 | 0 | 0 | -59.8612 | -125.6647
1460000 |  | 1.701 | 0.94235 | 0.00014008 | 0.0075838 | -3.134 | 4.2447 |  | 0.0058734 | -1.5708 | 181.6371 | 1.5653 | 76.47 | 1.5577 | 0.62739 | -0.89259 | 0.17951 | -1.3903 | -40.6372 | -167.4383 | 12.5617 |  | 1 | 181.6343 | -0.093308 | 0.017026 | 333.3814 | -1885.7792 |  | 10000 | 12411.6786 | 1 | 76.4635 | 164.004 | -128.6365 |  | 4.6913e-05 | -6.8493 | -12916.28 | -2283.5225 | 3.3166 | -402.4696 | -3172.953 | 4.5862 | 4.101 | 12.2578 | -1.2696 | -252.745 | -47.6435 | -198.3177 | -18.3177 | -18.3177 | 0 | 0 | -59.9013 | -125.5727
1465000 |  | 1.7048 | 0.94398 | 0.00013913 | 0.0075579 | -3.134 | 4.2447 |  | 0.0058534 | -1.5708 | 182.2591 | 1.5653 | 76.7318 | 1.5578 | 0.62609 | -0.89426 | 0.17891 | -1.3909 | -40.6942 | -167.4732 | 12.5268 |  | 1 | 182.2564 | -0.093948 | 0.017084 | 331.1823 | -1879.7429 |  | 10000 | 12454.1843 | 1 | 76.7253 | 163.9926 | -128.1977 |  | 4.6593e-05 | -6.8259 | -12830.9945 | -2260.7178 | 3.316 | -398.5536 | -3162.4218 | 4.587 | 4.0875 | 12.2291 | -1.271 | -252.8245 | -47.7121 | -198.3056 | -18.3056 | -18.3056 | 0 | 0 | -59.9412 | -125.4811
1470000 |  | 1.7086 | 0.94559 | 0.00013818 | 0.0075322 | -3.1341 | 4.2447 |  | 0.0058334 | -1.5708 | 182.8811 | 1.5653 | 76.9937 | 1.5578 | 0.6248 | -0.89593 | 0.17832 | -1.3915 | -40.7511 | -167.508 | 12.492 |  | 1 | 182.8784 | -0.094591 | 0.017143 | 329.0047 | -1873.7439 |  | 10000 | 12496.6901 | 1 | 76.9872 | 163.9812 | -127.7618 |  | 4.6277e-05 | -6.8027 | -12746.542 | -2238.2142 | 3.3154 | -394.6784 | -3151.9593 | 4.5878 | 4.0741 | 12.2006 | -1.2724 | -252.9035 | -47.7804 | -198.2934 | -18.2934 | -18.2934 | 0 | 0 | -59.981 | -125.3899
1475000 |  | 1.7125 | 0.94721 | 0.00013725 | 0.0075066 | -3.1341 | 4.2447 |  | 0.0058137 | -1.5708 | 183.5032 | 1.5653 | 77.2555 | 1.5579 | 0.6235 | -0.89758 | 0.17774 | -1.3921 | -40.8077 | -167.5425 | 12.4575 |  | 1 | 183.5004 | -0.095235 | 0.017201 | 326.8483 | -1867.7817 |  | 10000 | 12539.1958 | 1 | 77.249 | 163.97 | -127.3288 |  | 4.5964e-05 | -6.7797 | -12662.9118 | -2216.0067 | 3.3148 | -390.8433 | -3141.565 | 4.5886 | 4.0607 | 12.1721 | -1.2738 | -252.982 | -47.8485 | -198.2811 | -18.2811 | -18.2811 | 0 | 0 | -60.0206 | -125.299
1480000 |  | 1.7163 | 0.94881 | 0.00013632 | 0.0074812 | -3.1341 | 4.2447 |  | 0.005794 | -1.5708 | 184.1252 | 1.5654 | 77.5174 | 1.5579 | 0.62221 | -0.89923 | 0.17716 | -1.3927 | -40.8642 | -167.5769 | 12.4231 |  | 1 | 184.1225 | -0.095882 | 0.017259 | 324.7128 | -1861.856 |  | 10000 | 12581.7016 | 1 | 77.5109 | 163.9589 | -126.8988 |  | 4.5654e-05 | -6.7568 | -12580.0936 | -2194.0905 | 3.3143 | -387.0479 | -3131.2382 | 4.5894 | 4.0475 | 12.1436 | -1.2751 | -253.0601 | -47.9163 | -198.2687 | -18.2687 | -18.2687 | 0 | 0 | -60.06 | -125.2086
1485000 |  | 1.7201 | 0.9504 | 0.0001354 | 0.0074561 | -3.1341 | 4.2447 |  | 0.0057745 | -1.5708 | 184.7472 | 1.5654 | 77.7792 | 1.5579 | 0.62093 | -0.90087 | 0.17658 | -1.3933 | -40.9205 | -167.6111 | 12.3889 |  | 1 | 184.7445 | -0.096531 | 0.017317 | 322.5979 | -1855.9666 |  | 10000 | 12624.2073 | 1 | 77.7728 | 163.9479 | -126.4717 |  | 4.5347e-05 | -6.734 | -12498.0767 | -2172.4609 | 3.3137 | -383.2917 | -3120.9781 | 4.5902 | 4.0343 | 12.1153 | -1.2765 | -253.1377 | -47.9839 | -198.2563 | -18.2563 | -18.2563 | 0 | 0 | -60.0992 | -125.1186
1490000 |  | 1.724 | 0.95199 | 0.0001345 | 0.007431 | -3.1342 | 4.2447 |  | 0.0057551 | -1.5708 | 185.3692 | 1.5654 | 78.041 | 1.558 | 0.61964 | -0.90251 | 0.17601 | -1.3939 | -40.9766 | -167.6451 | 12.3549 |  | 1 | 185.3665 | -0.097182 | 0.017376 | 320.5034 | -1850.113 |  | 10000 | 12666.7131 | 1 | 78.0346 | 163.937 | -126.0474 |  | 4.5043e-05 | -6.7114 | -12416.8512 | -2151.1132 | 3.3131 | -379.5739 | -3110.7842 | 4.591 | 4.0212 | 12.0871 | -1.2778 | -253.2148 | -48.0512 | -198.2438 | -18.2438 | -18.2438 | 0 | 0 | -60.1383 | -125.029
1495000 |  | 1.7278 | 0.95358 | 0.0001336 | 0.0074062 | -3.1342 | 4.2447 |  | 0.0057359 | -1.5708 | 185.9913 | 1.5654 | 78.3029 | 1.558 | 0.61836 | -0.90414 | 0.17543 | -1.3944 | -41.0325 | -167.6789 | 12.3211 |  | 1 | 185.9886 | -0.097835 | 0.017434 | 318.4291 | -1844.295 |  | 10000 | 12709.2188 | 1 | 78.2965 | 163.9262 | -125.626 |  | 4.4742e-05 | -6.689 | -12336.4069 | -2130.0428 | 3.3126 | -375.8943 | -3100.6559 | 4.5917 | 4.0082 | 12.0589 | -1.2792 | -253.2915 | -48.1182 | -198.2312 | -18.2312 | -18.2312 | 0 | 0 | -60.1771 | -124.9398
1500000 |  | 1.7316 | 0.95515 | 0.00013271 | 0.0073815 | -3.1342 | 4.2447 |  | 0.0057168 | -1.5708 | 186.6133 | 1.5654 | 78.5647 | 1.5581 | 0.61709 | -0.90576 | 0.17487 | -1.395 | -41.0883 | -167.7125 | 12.2875 |  | 1 | 186.6106 | -0.098491 | 0.017492 | 316.3745 | -1838.5122 |  | 10000 | 12751.7246 | 1 | 78.5584 | 163.9155 | -125.2074 |  | 4.4444e-05 | -6.6667 | -12256.734 | -2109.2454 | 3.312 | -372.2521 | -3090.5925 | 4.5925 | 3.9952 | 12.0309 | -1.2805 | -253.3677 | -48.185 | -198.2186 | -18.2186 | -18.2186 | 0 | 0 | -60.2158 | -124.851
1505000 |  | 1.7355 | 0.95672 | 0.00013183 | 0.0073569 | -3.1342 | 4.2447 |  | 0.0056978 | -1.5708 | 187.2353 | 1.5655 | 78.8266 | 1.5581 | 0.61582 | -0.90737 | 0.1743 | -1.3956 | -41.1438 | -167.746 | 12.254 |  | 1 | 187.2326 | -0.099148 | 0.017551 | 314.3396 | -1832.7644 |  | 10000 | 12794.2303 | 1 | 78.8202 | 163.9049 | -124.7915 |  | 4.415e-05 | -6.6445 | -12177.8227 | -2088.7164 | 3.3115 | -368.647 | -3080.5934 | 4.5933 | 3.9824 | 12.0029 | -1.2818 | -253.4434 | -48.2515 | -198.206 | -18.206 | -18.206 | 0 | 0 | -60.2544 | -124.7625
1510000 |  | 1.7393 | 0.95828 | 0.00013096 | 0.0073326 | -3.1343 | 4.2447 |  | 0.0056789 | -1.5708 | 187.8573 | 1.5655 | 79.0884 | 1.5582 | 0.61455 | -0.90898 | 0.17374 | -1.3962 | -41.1992 | -167.7792 | 12.2208 |  | 1 | 187.8547 | -0.099808 | 0.017609 | 312.3241 | -1827.0512 |  | 10000 | 12836.7361 | 1 | 79.0821 | 163.8945 | -124.3784 |  | 4.3858e-05 | -6.6225 | -12099.6634 | -2068.4517 | 3.3109 | -365.0783 | -3070.658 | 4.5941 | 3.9696 | 11.975 | -1.2831 | -253.5188 | -48.3177 | -198.1933 | -18.1933 | -18.1933 | 0 | 0 | -60.2927 | -124.6745
1515000 |  | 1.7432 | 0.95983 | 0.00013009 | 0.0073084 | -3.1343 | 4.2447 |  | 0.0056602 | -1.5708 | 188.4794 | 1.5655 | 79.3502 | 1.5582 | 0.61328 | -0.91059 | 0.17319 | -1.3967 | -41.2545 | -167.8123 | 12.1877 |  | 1 | 188.4767 | -0.10047 | 0.017667 | 310.3277 | -1821.3724 |  | 10000 | 12879.2418 | 1 | 79.3439 | 163.8841 | -123.9681 |  | 4.3569e-05 | -6.6007 | -12022.2467 | -2048.447 | 3.3104 | -361.5457 | -3060.7857 | 4.5948 | 3.9569 | 11.9472 | -1.2845 | -253.5937 | -48.3837 | -198.1805 | -18.1805 | -18.1805 | 0 | 0 | -60.3309 | -124.5868
1520000 |  | 1.7471 | 0.96138 | 0.00012924 | 0.0072843 | -3.1343 | 4.2447 |  | 0.0056416 | -1.5708 | 189.1014 | 1.5655 | 79.6121 | 1.5582 | 0.61202 | -0.91218 | 0.17264 | -1.3973 | -41.3095 | -167.8452 | 12.1548 |  | 1 | 189.0987 | -0.10113 | 0.017726 | 308.3502 | -1815.7277 |  | 10000 | 12921.7476 | 1 | 79.6058 | 163.8738 | -123.5604 |  | 4.3283e-05 | -6.5789 | -11945.5634 | -2028.6982 | 3.3098 | -358.0486 | -3050.9759 | 4.5956 | 3.9443 | 11.9194 | -1.2858 | -253.6681 | -48.4495 | -198.1677 | -18.1677 | -18.1677 | 0 | 0 | -60.3689 | -124.4995
1525000 |  | 1.7509 | 0.96292 | 0.00012839 | 0.0072604 | -3.1343 | 4.2447 |  | 0.0056231 | -1.5708 | 189.7234 | 1.5655 | 79.8739 | 1.5583 | 0.61077 | -0.91377 | 0.17209 | -1.3978 | -41.3644 | -167.8779 | 12.1221 |  | 1 | 189.7208 | -0.1018 | 0.017784 | 306.3913 | -1810.1167 |  | 10000 | 12964.2533 | 1 | 79.8677 | 163.8637 | -123.1554 |  | 4.2999e-05 | -6.5574 | -11869.6043 | -2009.2011 | 3.3093 | -354.5865 | -3041.228 | 4.5963 | 3.9318 | 11.8918 | -1.287 | -253.7422 | -48.515 | -198.1548 | -18.1548 | -18.1548 | 0 | 0 | -60.4068 | -124.4126
1530000 |  | 1.7548 | 0.96446 | 0.00012756 | 0.0072367 | -3.1344 | 4.2447 |  | 0.0056047 | -1.5708 | 190.3454 | 1.5655 | 80.1358 | 1.5583 | 0.60951 | -0.91535 | 0.17154 | -1.3984 | -41.4191 | -167.9105 | 12.0895 |  | 1 | 190.3428 | -0.10247 | 0.017842 | 304.4508 | -1804.5391 |  | 10000 | 13006.7591 | 1 | 80.1295 | 163.8536 | -122.7531 |  | 4.2719e-05 | -6.5359 | -11794.3604 | -1989.9519 | 3.3087 | -351.1591 | -3031.5414 | 4.5971 | 3.9193 | 11.8642 | -1.2883 | -253.8158 | -48.5802 | -198.1419 | -18.1419 | -18.1419 | 0 | 0 | -60.4445 | -124.3261
1535000 |  | 1.7587 | 0.96598 | 0.00012673 | 0.0072131 | -3.1344 | 4.2447 |  | 0.0055864 | -1.5708 | 190.9675 | 1.5656 | 80.3976 | 1.5584 | 0.60826 | -0.91693 | 0.171 | -1.399 | -41.4736 | -167.9429 | 12.0571 |  | 1 | 190.9649 | -0.10314 | 0.017901 | 302.5286 | -1798.9948 |  | 10000 | 13049.2648 | 1 | 80.3914 | 163.8437 | -122.3534 |  | 4.2441e-05 | -6.5147 | -11719.8228 | -1970.9466 | 3.3082 | -347.7657 | -3021.9157 | 4.5978 | 3.9069 | 11.8368 | -1.2896 | -253.889 | -48.6452 | -198.129 | -18.129 | -18.129 | 0 | 0 | -60.482 | -124.24
1540000 |  | 1.7626 | 0.9675 | 0.0001259 | 0.0071897 | -3.1344 | 4.2447 |  | 0.0055683 | -1.5708 | 191.5895 | 1.5656 | 80.6594 | 1.5584 | 0.60702 | -0.9185 | 0.17046 | -1.3995 | -41.528 | -167.9751 | 12.0249 |  | 1 | 191.5869 | -0.10381 | 0.017959 | 300.6243 | -1793.4833 |  | 10000 | 13091.7706 | 1 | 80.6532 | 163.8338 | -121.9562 |  | 4.2166e-05 | -6.4935 | -11645.9828 | -1952.1814 | 3.3077 | -344.4061 | -3012.3501 | 4.5986 | 3.8946 | 11.8094 | -1.2909 | -253.9618 | -48.71 | -198.116 | -18.116 | -18.116 | 0 | 0 | -60.5194 | -124.1542
1545000 |  | 1.7664 | 0.96902 | 0.00012509 | 0.0071664 | -3.1344 | 4.2447 |  | 0.0055503 | -1.5708 | 192.2115 | 1.5656 | 80.9213 | 1.5584 | 0.60577 | -0.92006 | 0.16992 | -1.4 | -41.5822 | -168.0072 | 11.9928 |  | 1 | 192.2089 | -0.10449 | 0.018017 | 298.7377 | -1788.0044 |  | 10000 | 13134.2763 | 1 | 80.9151 | 163.824 | -121.5617 |  | 4.1893e-05 | -6.4725 | -11572.8318 | -1933.6525 | 3.3071 | -341.0796 | -3002.8442 | 4.5993 | 3.8824 | 11.782 | -1.2921 | -254.0341 | -48.7745 | -198.103 | -18.103 | -18.103 | 0 | 0 | -60.5566 | -124.0688
1550000 |  | 1.7703 | 0.97052 | 0.00012429 | 0.0071433 | -3.1344 | 4.2447 |  | 0.0055324 | -1.5708 | 192.8335 | 1.5656 | 81.1831 | 1.5585 | 0.60453 | -0.92162 | 0.16939 | -1.4006 | -41.6362 | -168.039 | 11.961 |  | 1 | 192.831 | -0.10517 | 0.018075 | 296.8687 | -1782.5579 |  | 10000 | 13176.7821 | 1 | 81.177 | 163.8144 | -121.1697 |  | 4.1623e-05 | -6.4516 | -11500.3614 | -1915.3563 | 3.3066 | -337.786 | -2993.3974 | 4.6 | 3.8703 | 11.7548 | -1.2934 | -254.1061 | -48.8388 | -198.0899 | -18.0899 | -18.0899 | 0 | 0 | -60.5936 | -123.9838
1555000 |  | 1.7742 | 0.97202 | 0.00012349 | 0.0071203 | -3.1345 | 4.2447 |  | 0.0055146 | -1.5708 | 193.4556 | 1.5656 | 81.445 | 1.5585 | 0.6033 | -0.92317 | 0.16886 | -1.4011 | -41.6901 | -168.0707 | 11.9293 |  | 1 | 193.453 | -0.10585 | 0.018134 | 295.017 | -1777.1435 |  | 10000 | 13219.2878 | 1 | 81.4388 | 163.8048 | -120.7802 |  | 4.1356e-05 | -6.4309 | -11428.5632 | -1897.2891 | 3.3061 | -334.5246 | -2984.0092 | 4.6007 | 3.8582 | 11.7277 | -1.2946 | -254.1776 | -48.9028 | -198.0768 | -18.0768 | -18.0768 | 0 | 0 | -60.6305 | -123.8992
1560000 |  | 1.7781 | 0.97352 | 0.0001227 | 0.0070975 | -3.1345 | 4.2447 |  | 0.0054969 | -1.5708 | 194.0776 | 1.5656 | 81.7068 | 1.5586 | 0.60207 | -0.92471 | 0.16834 | -1.4017 | -41.7438 | -168.1023 | 11.8977 |  | 1 | 194.075 | -0.10653 | 0.018192 | 293.1824 | -1771.7608 |  | 10000 | 13261.7935 | 1 | 81.7007 | 163.7953 | -120.3932 |  | 4.1091e-05 | -6.4103 | -11357.429 | -1879.4473 | 3.3056 | -331.2953 | -2974.679 | 4.6015 | 3.8462 | 11.7006 | -1.2959 | -254.2488 | -48.9666 | -198.0637 | -18.0637 | -18.0637 | 0 | 0 | -60.6672 | -123.8149
1565000 |  | 1.782 | 0.975 | 0.00012191 | 0.0070748 | -3.1345 | 4.2447 |  | 0.0054793 | -1.5708 | 194.6996 | 1.5657 | 81.9686 | 1.5586 | 0.60084 | -0.92625 | 0.16781 | -1.4022 | -41.7973 | -168.1337 | 11.8663 |  | 1 | 194.6971 | -0.10721 | 0.01825 | 291.3647 | -1766.4096 |  | 10000 | 13304.2993 | 1 | 81.9625 | 163.7859 | -120.0086 |  | 4.0829e-05 | -6.3898 | -11286.9507 | -1861.8275 | 3.3051 | -328.0974 | -2965.4063 | 4.6022 | 3.8342 | 11.6736 | -1.2971 | -254.3196 | -49.0302 | -198.0505 | -18.0505 | -18.0505 | 0 | 0 | -60.7038 | -123.731
1570000 |  | 1.7859 | 0.97649 | 0.00012114 | 0.0070523 | -3.1345 | 4.2447 |  | 0.0054619 | -1.5708 | 195.3217 | 1.5657 | 82.2305 | 1.5586 | 0.59961 | -0.92778 | 0.16729 | -1.4027 | -41.8507 | -168.1649 | 11.8351 |  | 1 | 195.3191 | -0.1079 | 0.018309 | 289.5637 | -1761.0897 |  | 10000 | 13346.805 | 1 | 82.2244 | 163.7766 | -119.6266 |  | 4.057e-05 | -6.3694 | -11217.1204 | -1844.4262 | 3.3046 | -324.9307 | -2956.1905 | 4.6029 | 3.8224 | 11.6467 | -1.2983 | -254.3899 | -49.0935 | -198.0374 | -18.0374 | -18.0374 | 0 | 0 | -60.7402 | -123.6474
1575000 |  | 1.7898 | 0.97796 | 0.00012037 | 0.0070299 | -3.1346 | 4.2447 |  | 0.0054445 | -1.5708 | 195.9437 | 1.5657 | 82.4923 | 1.5587 | 0.59839 | -0.92931 | 0.16678 | -1.4032 | -41.9039 | -168.196 | 11.804 |  | 1 | 195.9411 | -0.10859 | 0.018367 | 287.7792 | -1755.8008 |  | 10000 | 13389.3108 | 1 | 82.4863 | 163.7673 | -119.2469 |  | 4.0312e-05 | -6.3492 | -11147.9302 | -1827.2402 | 3.3041 | -321.7946 | -2947.0312 | 4.6036 | 3.8106 | 11.6199 | -1.2996 | -254.4599 | -49.1566 | -198.0242 | -18.0242 | -18.0242 | 0 | 0 | -60.7765 | -123.5643
1580000 |  | 1.7937 | 0.97943 | 0.00011961 | 0.0070076 | -3.1346 | 4.2447 |  | 0.0054273 | -1.5708 | 196.5657 | 1.5657 | 82.7542 | 1.5587 | 0.59717 | -0.93082 | 0.16626 | -1.4038 | -41.9569 | -168.2269 | 11.7731 |  | 1 | 196.5632 | -0.10928 | 0.018425 | 286.0109 | -1750.5426 |  | 10000 | 13431.8165 | 1 | 82.7481 | 163.7582 | -118.8697 |  | 4.0058e-05 | -6.3291 | -11079.3723 | -1810.266 | 3.3036 | -318.6889 | -2937.9278 | 4.6043 | 3.7989 | 11.5931 | -1.3008 | -254.5295 | -49.2195 | -198.0109 | -18.0109 | -18.0109 | 0 | 0 | -60.8126 | -123.4814
1585000 |  | 1.7976 | 0.98089 | 0.00011886 | 0.0069855 | -3.1346 | 4.2447 |  | 0.0054102 | -1.5708 | 197.1877 | 1.5657 | 83.016 | 1.5588 | 0.59596 | -0.93234 | 0.16575 | -1.4043 | -42.0098 | -168.2576 | 11.7424 |  | 1 | 197.1852 | -0.10997 | 0.018484 | 284.2588 | -1745.3149 |  | 10000 | 13474.3223 | 1 | 83.01 | 163.7492 | -118.4948 |  | 3.9805e-05 | -6.3091 | -11011.4393 | -1793.5004 | 3.3031 | -315.613 | -2928.8799 | 4.605 | 3.7872 | 11.5664 | -1.302 | -254.5987 | -49.2821 | -197.9977 | -17.9977 | -17.9977 | 0 | 0 | -60.8486 | -123.399
1590000 |  | 1.8016 | 0.98234 | 0.00011811 | 0.0069636 | -3.1346 | 4.2447 |  | 0.0053932 | -1.5708 | 197.8098 | 1.5657 | 83.2779 | 1.5588 | 0.59475 | -0.93384 | 0.16525 | -1.4048 | -42.0625 | -168.2882 | 11.7118 |  | 1 | 197.8072 | -0.11066 | 0.018542 | 282.5226 | -1740.1174 |  | 10000 | 13516.828 | 1 | 83.2719 | 163.7402 | -118.1223 |  | 3.9555e-05 | -6.2893 | -10944.1235 | -1776.9403 | 3.3026 | -312.5667 | -2919.8869 | 4.6057 | 3.7756 | 11.5398 | -1.3032 | -254.6676 | -49.3445 | -197.9844 | -17.9844 | -17.9844 | 0 | 0 | -60.8844 | -123.3168
1595000 |  | 1.8055 | 0.98379 | 0.00011737 | 0.0069417 | -3.1347 | 4.2447 |  | 0.0053763 | -1.5708 | 198.4318 | 1.5658 | 83.5397 | 1.5588 | 0.59354 | -0.93534 | 0.16474 | -1.4053 | -42.1151 | -168.3186 | 11.6814 |  | 1 | 198.4293 | -0.11136 | 0.0186 | 280.802 | -1734.9499 |  | 10000 | 13559.3338 | 1 | 83.5337 | 163.7313 | -117.7521 |  | 3.9308e-05 | -6.2696 | -10877.4177 | -1760.5825 | 3.3021 | -309.5495 | -2910.9484 | 4.6064 | 3.7641 | 11.5133 | -1.3044 | -254.736 | -49.4067 | -197.9711 | -17.9711 | -17.9711 | 0 | 0 | -60.92 | -123.2351
1600000 |  | 1.8094 | 0.98524 | 0.00011664 | 0.00692 | -3.1347 | 4.2447 |  | 0.0053595 | -1.5708 | 199.0538 | 1.5658 | 83.8015 | 1.5589 | 0.59234 | -0.93684 | 0.16424 | -1.4058 | -42.1675 | -168.3489 | 11.6511 |  | 1 | 199.0513 | -0.11206 | 0.018659 | 279.097 | -1729.8121 |  | 10000 | 13601.8395 | 1 | 83.7956 | 163.7225 | -117.3842 |  | 3.9062e-05 | -6.25 | -10811.3144 | -1744.424 | 3.3016 | -306.5612 | -2902.0638 | 4.6071 | 3.7527 | 11.4869 | -1.3056 | -254.8041 | -49.4687 | -197.9578 | -17.9578 | -17.9578 | 0 | 0 | -60.9555 | -123.1537
1605000 |  | 1.8133 | 0.98667 | 0.00011591 | 0.0068985 | -3.1347 | 4.2447 |  | 0.0053428 | -1.5708 | 199.6758 | 1.5658 | 84.0634 | 1.5589 | 0.59114 | -0.93833 | 0.16375 | -1.4063 | -42.2198 | -168.379 | 11.621 |  | 1 | 199.6733 | -0.11276 | 0.018717 | 277.4074 | -1724.7037 |  | 10000 | 13644.3453 | 1 | 84.0574 | 163.7138 | -117.0186 |  | 3.8819e-05 | -6.2305 | -10745.8066 | -1728.4618 | 3.3011 | -303.6012 | -2893.2326 | 4.6078 | 3.7413 | 11.4605 | -1.3068 | -254.8718 | -49.5304 | -197.9445 | -17.9445 | -17.9445 | 0 | 0 | -60.9909 | -123.0726
1610000 |  | 1.8173 | 0.9881 | 0.00011519 | 0.006877 | -3.1347 | 4.2447 |  | 0.0053262 | -1.5708 | 200.2979 | 1.5658 | 84.3252 | 1.5589 | 0.58994 | -0.93981 | 0.16325 | -1.4068 | -42.2719 | -168.4089 | 11.5911 |  | 1 | 200.2954 | -0.11347 | 0.018775 | 275.7329 | -1719.6245 |  | 10000 | 13686.851 | 1 | 84.3193 | 163.7052 | -116.6553 |  | 3.8579e-05 | -6.2112 | -10680.8872 | -1712.6929 | 3.3006 | -300.6693 | -2884.4545 | 4.6085 | 3.73 | 11.4342 | -1.3079 | -254.9392 | -49.5919 | -197.9311 | -17.9311 | -17.9311 | 0 | 0 | -61.0261 | -122.9919
1615000 |  | 1.8212 | 0.98953 | 0.00011448 | 0.0068557 | -3.1347 | 4.2447 |  | 0.0053097 | -1.5708 | 200.9199 | 1.5658 | 84.5871 | 1.559 | 0.58875 | -0.94129 | 0.16276 | -1.4073 | -42.3238 | -168.4388 | 11.5612 |  | 1 | 200.9174 | -0.11417 | 0.018833 | 274.0733 | -1714.5744 |  | 10000 | 13729.3568 | 1 | 84.5812 | 163.6966 | -116.2943 |  | 3.834e-05 | -6.192 | -10616.5491 | -1697.1143 | 3.3001 | -297.7651 | -2875.7289 | 4.6092 | 3.7188 | 11.408 | -1.3091 | -255.0062 | -49.6532 | -197.9178 | -17.9178 | -17.9178 | 0 | 0 | -61.0612 | -122.9116
1620000 |  | 1.8251 | 0.99094 | 0.00011378 | 0.0068346 | -3.1348 | 4.2447 |  | 0.0052933 | -1.5708 | 201.5419 | 1.5658 | 84.8489 | 1.559 | 0.58756 | -0.94276 | 0.16227 | -1.4078 | -42.3756 | -168.4684 | 11.5316 |  | 1 | 201.5395 | -0.11488 | 0.018892 | 272.4286 | -1709.553 |  | 10000 | 13771.8625 | 1 | 84.843 | 163.6882 | -115.9354 |  | 3.8104e-05 | -6.1728 | -10552.7856 | -1681.7233 | 3.2996 | -294.8882 | -2867.0553 | 4.6099 | 3.7076 | 11.3818 | -1.3103 | -255.0729 | -49.7143 | -197.9044 | -17.9044 | -17.9044 | 0 | 0 | -61.0961 | -122.8315
1625000 |  | 1.8291 | 0.99235 | 0.00011308 | 0.0068135 | -3.1348 | 4.2447 |  | 0.005277 | -1.5708 | 202.164 | 1.5658 | 85.1108 | 1.559 | 0.58637 | -0.94422 | 0.16178 | -1.4083 | -42.4272 | -168.4979 | 11.5021 |  | 1 | 202.1615 | -0.11559 | 0.01895 | 270.7985 | -1704.56 |  | 10000 | 13814.3683 | 1 | 85.1049 | 163.6798 | -115.5788 |  | 3.787e-05 | -6.1538 | -10489.59 | -1666.5171 | 3.2991 | -292.0383 | -2858.4334 | 4.6106 | 3.6965 | 11.3558 | -1.3114 | -255.1392 | -49.7751 | -197.891 | -17.891 | -17.891 | 0 | 0 | -61.1309 | -122.7519
1630000 |  | 1.833 | 0.99376 | 0.00011238 | 0.0067926 | -3.1348 | 4.2447 |  | 0.0052608 | -1.5708 | 202.786 | 1.5659 | 85.3726 | 1.5591 | 0.58519 | -0.94568 | 0.1613 | -1.4088 | -42.4787 | -168.5273 | 11.4727 |  | 1 | 202.7835 | -0.1163 | 0.019008 | 269.1829 | -1699.5954 |  | 10000 | 13856.874 | 1 | 85.3667 | 163.6714 | -115.2244 |  | 3.7638e-05 | -6.135 | -10426.9554 | -1651.4928 | 3.2987 | -289.2152 | -2849.8626 | 4.6113 | 3.6854 | 11.3298 | -1.3126 | -255.2051 | -49.8358 | -197.8776 | -17.8776 | -17.8776 | 0 | 0 | -61.1656 | -122.6725
1635000 |  | 1.837 | 0.99516 | 0.0001117 | 0.0067719 | -3.1348 | 4.2447 |  | 0.0052447 | -1.5708 | 203.408 | 1.5659 | 85.6344 | 1.5591 | 0.58401 | -0.94713 | 0.16082 | -1.4093 | -42.53 | -168.5565 | 11.4435 |  | 1 | 203.4056 | -0.11702 | 0.019067 | 267.5816 | -1694.6588 |  | 10000 | 13899.3798 | 1 | 85.6286 | 163.6632 | -114.8721 |  | 3.7408e-05 | -6.1162 | -10364.8754 | -1636.6478 | 3.2982 | -286.4183 | -2841.3425 | 4.6119 | 3.6745 | 11.3039 | -1.3137 | -255.2707 | -49.8962 | -197.8643 | -17.8643 | -17.8643 | 0 | 0 | -61.2001 | -122.5935
1640000 |  | 1.8409 | 0.99655 | 0.00011102 | 0.0067512 | -3.1348 | 4.2447 |  | 0.0052288 | -1.5708 | 204.03 | 1.5659 | 85.8963 | 1.5592 | 0.58284 | -0.94858 | 0.16034 | -1.4098 | -42.5812 | -168.5856 | 11.4144 |  | 1 | 204.0276 | -0.11773 | 0.019125 | 265.9943 | -1689.75 |  | 10000 | 13941.8855 | 1 | 85.8905 | 163.655 | -114.522 |  | 3.718e-05 | -6.0976 | -10303.3435 | -1621.9795 | 3.2977 | -283.6474 | -2832.8726 | 4.6126 | 3.6635 | 11.278 | -1.3149 | -255.336 | -49.9564 | -197.8509 | -17.8509 | -17.8509 | 0 | 0 | -61.2344 | -122.5149
1645000 |  | 1.8449 | 0.99794 | 0.00011034 | 0.0067307 | -3.1349 | 4.2447 |  | 0.0052129 | -1.5708 | 204.6521 | 1.5659 | 86.1581 | 1.5592 | 0.58167 | -0.95002 | 0.15987 | -1.4102 | -42.6323 | -168.6145 | 11.3855 |  | 1 | 204.6496 | -0.11845 | 0.019183 | 264.4211 | -1684.8687 |  | 10000 | 13984.3913 | 1 | 86.1523 | 163.6469 | -114.174 |  | 3.6955e-05 | -6.079 | -10242.3533 | -1607.4851 | 3.2973 | -280.9023 | -2824.4526 | 4.6133 | 3.6527 | 11.2522 | -1.316 | -255.4009 | -50.0164 | -197.8374 | -17.8374 | -17.8374 | 0 | 0 | -61.2687 | -122.4366
1650000 |  | 1.8489 | 0.99932 | 0.00010968 | 0.0067103 | -3.1349 | 4.2447 |  | 0.0051971 | -1.5708 | 205.2741 | 1.5659 | 86.42 | 1.5592 | 0.5805 | -0.95145 | 0.15939 | -1.4107 | -42.6831 | -168.6433 | 11.3567 |  | 1 | 205.2717 | -0.11917 | 0.019242 | 262.8616 | -1680.0149 |  | 10000 | 14026.897 | 1 | 86.4142 | 163.6389 | -113.8281 |  | 3.6731e-05 | -6.0606 | -10181.8986 | -1593.1623 | 3.2968 | -278.1825 | -2816.0819 | 4.6139 | 3.6419 | 11.2265 | -1.3171 | -255.4655 | -50.0762 | -197.824 | -17.824 | -17.824 | 0 | 0 | -61.3028 | -122.3586
1655000 |  | 1.8528 | 1.0007 | 0.00010901 | 0.00669 | -3.1349 | 4.2447 |  | 0.0051814 | -1.5708 | 205.8961 | 1.5659 | 86.6818 | 1.5593 | 0.57933 | -0.95288 | 0.15892 | -1.4112 | -42.7339 | -168.6719 | 11.3281 |  | 1 | 205.8937 | -0.1199 | 0.0193 | 261.3158 | -1675.1881 |  | 10000 | 14069.4028 | 1 | 86.676 | 163.631 | -113.4843 |  | 3.6509e-05 | -6.0423 | -10121.973 | -1579.0083 | 3.2963 | -275.4877 | -2807.7602 | 4.6146 | 3.6312 | 11.2009 | -1.3182 | -255.5297 | -50.1358 | -197.8106 | -17.8106 | -17.8106 | 0 | 0 | -61.3367 | -122.2809
1660000 |  | 1.8568 | 1.0021 | 0.00010836 | 0.0066699 | -3.1349 | 4.2447 |  | 0.0051658 | -1.5708 | 206.5182 | 1.566 | 86.9437 | 1.5593 | 0.57817 | -0.95431 | 0.15846 | -1.4117 | -42.7845 | -168.7004 | 11.2996 |  | 1 | 206.5157 | -0.12062 | 0.019358 | 259.7834 | -1670.3883 |  | 10000 | 14111.9085 | 1 | 86.9379 | 163.6231 | -113.1426 |  | 3.629e-05 | -6.0241 | -10062.5706 | -1565.0209 | 3.2959 | -272.8177 | -2799.487 | 4.6152 | 3.6205 | 11.1754 | -1.3194 | -255.5936 | -50.1952 | -197.7972 | -17.7972 | -17.7972 | 0 | 0 | -61.3706 | -122.2036
1665000 |  | 1.8608 | 1.0034 | 0.00010771 | 0.0066498 | -3.1349 | 4.2447 |  | 0.0051502 | -1.5708 | 207.1402 | 1.566 | 87.2055 | 1.5593 | 0.57702 | -0.95573 | 0.15799 | -1.4121 | -42.8349 | -168.7288 | 11.2712 |  | 1 | 207.1378 | -0.12135 | 0.019417 | 258.2644 | -1665.6152 |  | 10000 | 14154.4143 | 1 | 87.1998 | 163.6153 | -112.8029 |  | 3.6072e-05 | -6.006 | -10003.6853 | -1551.1975 | 3.2954 | -270.1722 | -2791.2619 | 4.6159 | 3.6099 | 11.1499 | -1.3205 | -255.6572 | -50.2544 | -197.7838 | -17.7838 | -17.7838 | 0 | 0 | -61.4042 | -122.1266
1670000 |  | 1.8647 | 1.0048 | 0.00010706 | 0.0066299 | -3.135 | 4.2447 |  | 0.0051348 | -1.5708 | 207.7622 | 1.566 | 87.4673 | 1.5594 | 0.57586 | -0.95714 | 0.15753 | -1.4126 | -42.8852 | -168.757 | 11.243 |  | 1 | 207.7598 | -0.12208 | 0.019475 | 256.7585 | -1660.8685 |  | 10000 | 14196.92 | 1 | 87.4616 | 163.6076 | -112.4652 |  | 3.5856e-05 | -5.988 | -9945.3112 | -1537.5357 | 3.295 | -267.5508 | -2783.0845 | 4.6165 | 3.5993 | 11.1245 | -1.3216 | -255.7205 | -50.3133 | -197.7704 | -17.7704 | -17.7704 | 0 | 0 | -61.4378 | -122.0499
1675000 |  | 1.8687 | 1.0061 | 0.00010643 | 0.0066101 | -3.135 | 4.2447 |  | 0.0051195 | -1.5708 | 208.3842 | 1.566 | 87.7292 | 1.5594 | 0.57471 | -0.95854 | 0.15707 | -1.4131 | -42.9354 | -168.7851 | 11.2149 |  | 1 | 208.3818 | -0.12281 | 0.019533 | 255.2657 | -1656.1481 |  | 10000 | 14239.4258 | 1 | 87.7235 | 163.5999 | -112.1296 |  | 3.5643e-05 | -5.9701 | -9887.4424 | -1524.0333 | 3.2945 | -264.9532 | -2774.9544 | 4.6172 | 3.5889 | 11.0991 | -1.3227 | -255.7834 | -50.3721 | -197.757 | -17.757 | -17.757 | 0 | 0 | -61.4712 | -121.9736
1680000 |  | 1.8727 | 1.0075 | 0.00010579 | 0.0065904 | -3.135 | 4.2447 |  | 0.0051043 | -1.5708 | 209.0063 | 1.566 | 87.991 | 1.5594 | 0.57356 | -0.95995 | 0.15662 | -1.4135 | -42.9854 | -168.813 | 11.187 |  | 1 | 209.0039 | -0.12355 | 0.019591 | 253.7857 | -1651.4538 |  | 10000 | 14281.9315 | 1 | 87.9854 | 163.5923 | -111.796 |  | 3.5431e-05 | -5.9524 | -9830.0731 | -1510.6878 | 3.2941 | -262.3792 | -2766.8712 | 4.6178 | 3.5784 | 11.0739 | -1.3238 | -255.846 | -50.4307 | -197.7436 | -17.7436 | -17.7436 | 0 | 0 | -61.5045 | -121.8976
1685000 |  | 1.8767 | 1.0088 | 0.00010517 | 0.0065709 | -3.135 | 4.2447 |  | 0.0050891 | -1.5708 | 209.6283 | 1.566 | 88.2529 | 1.5595 | 0.57242 | -0.96134 | 0.15616 | -1.414 | -43.0353 | -168.8409 | 11.1591 |  | 1 | 209.6259 | -0.12428 | 0.01965 | 252.3185 | -1646.7853 |  | 10000 | 14324.4373 | 1 | 88.2472 | 163.5848 | -111.4643 |  | 3.5221e-05 | -5.9347 | -9773.1978 | -1497.4971 | 3.2936 | -259.8285 | -2758.8345 | 4.6185 | 3.5681 | 11.0487 | -1.3249 | -255.9083 | -50.489 | -197.7302 | -17.7302 | -17.7302 | 0 | 0 | -61.5377 | -121.8219
1690000 |  | 1.8807 | 1.0102 | 0.00010454 | 0.0065514 | -3.135 | 4.2447 |  | 0.0050741 | -1.5708 | 210.2503 | 1.566 | 88.5147 | 1.5595 | 0.57128 | -0.96273 | 0.15571 | -1.4144 | -43.085 | -168.8685 | 11.1315 |  | 1 | 210.2479 | -0.12502 | 0.019708 | 250.8638 | -1642.1425 |  | 10000 | 14366.943 | 1 | 88.5091 | 163.5773 | -111.1346 |  | 3.5013e-05 | -5.9172 | -9716.8106 | -1484.4589 | 3.2932 | -257.3008 | -2750.8438 | 4.6191 | 3.5578 | 11.0235 | -1.3259 | -255.9703 | -50.5472 | -197.7168 | -17.7168 | -17.7168 | 0 | 0 | -61.5707 | -121.7465
1695000 |  | 1.8847 | 1.0115 | 0.00010393 | 0.0065321 | -3.1351 | 4.2447 |  | 0.0050591 | -1.5708 | 210.8724 | 1.5661 | 88.7766 | 1.5595 | 0.57014 | -0.96412 | 0.15527 | -1.4149 | -43.1346 | -168.8961 | 11.1039 |  | 1 | 210.87 | -0.12576 | 0.019766 | 249.4216 | -1637.5251 |  | 10000 | 14409.4488 | 1 | 88.7709 | 163.5699 | -110.8069 |  | 3.4807e-05 | -5.8997 | -9660.9062 | -1471.571 | 3.2928 | -254.7957 | -2742.8989 | 4.6198 | 3.5475 | 10.9985 | -1.327 | -256.032 | -50.6051 | -197.7034 | -17.7034 | -17.7034 | 0 | 0 | -61.6036 | -121.6714
1700000 |  | 1.8887 | 1.0128 | 0.00010332 | 0.0065129 | -3.1351 | 4.2447 |  | 0.0050442 | -1.5708 | 211.4944 | 1.5661 | 89.0384 | 1.5596 | 0.56901 | -0.96549 | 0.15482 | -1.4154 | -43.184 | -168.9235 | 11.0765 |  | 1 | 211.492 | -0.12651 | 0.019825 | 247.9917 | -1632.9329 |  | 10000 | 14451.9545 | 1 | 89.0328 | 163.5626 | -110.4811 |  | 3.4602e-05 | -5.8824 | -9605.4791 | -1458.8313 | 3.2923 | -252.3132 | -2734.9992 | 4.6204 | 3.5373 | 10.9735 | -1.3281 | -256.0934 | -50.6629 | -197.69 | -17.69 | -17.69 | 0 | 0 | -61.6364 | -121.5967
1705000 |  | 1.8927 | 1.0141 | 0.00010271 | 0.0064938 | -3.1351 | 4.2447 |  | 0.0050294 | -1.5708 | 212.1164 | 1.5661 | 89.3003 | 1.5596 | 0.56788 | -0.96687 | 0.15438 | -1.4158 | -43.2334 | -168.9508 | 11.0492 |  | 1 | 212.1141 | -0.12725 | 0.019883 | 246.574 | -1628.3658 |  | 10000 | 14494.4603 | 1 | 89.2947 | 163.5553 | -110.1571 |  | 3.4399e-05 | -5.8651 | -9550.5239 | -1446.2376 | 3.2919 | -249.8528 | -2727.1445 | 4.621 | 3.5272 | 10.9485 | -1.3291 | -256.1545 | -50.7205 | -197.6767 | -17.6767 | -17.6767 | 0 | 0 | -61.669 | -121.5222
1710000 |  | 1.8967 | 1.0154 | 0.00010211 | 0.0064748 | -3.1351 | 4.2447 |  | 0.0050147 | -1.5708 | 212.7384 | 1.5661 | 89.5621 | 1.5596 | 0.56675 | -0.96824 | 0.15394 | -1.4162 | -43.2825 | -168.9779 | 11.0221 |  | 1 | 212.7361 | -0.128 | 0.019941 | 245.1682 | -1623.8235 |  | 10000 | 14536.966 | 1 | 89.5565 | 163.5481 | -109.8351 |  | 3.4199e-05 | -5.848 | -9496.0353 | -1433.7879 | 3.2914 | -247.4143 | -2719.3343 | 4.6217 | 3.5171 | 10.9237 | -1.3302 | -256.2152 | -50.7779 | -197.6633 | -17.6633 | -17.6633 | 0 | 0 | -61.7016 | -121.4481
1715000 |  | 1.9007 | 1.0168 | 0.00010152 | 0.0064559 | -3.1351 | 4.2447 |  | 0.0050001 | -1.5708 | 213.3605 | 1.5661 | 89.8239 | 1.5597 | 0.56563 | -0.9696 | 0.1535 | -1.4167 | -43.3316 | -169.0049 | 10.9951 |  | 1 | 213.3581 | -0.12875 | 0.02 | 243.7744 | -1619.3058 |  | 10000 | 14579.4718 | 1 | 89.8184 | 163.541 | -109.515 |  | 3.3999e-05 | -5.8309 | -9442.0081 | -1421.4801 | 3.291 | -244.9975 | -2711.5683 | 4.6223 | 3.5071 | 10.8989 | -1.3313 | -256.2757 | -50.8351 | -197.65 | -17.65 | -17.65 | 0 | 0 | -61.734 | -121.3743
1720000 |  | 1.9047 | 1.0181 | 0.00010093 | 0.0064372 | -3.1352 | 4.2447 |  | 0.0049856 | -1.5708 | 213.9825 | 1.5661 | 90.0858 | 1.5597 | 0.56451 | -0.97096 | 0.15306 | -1.4171 | -43.3805 | -169.0318 | 10.9682 |  | 1 | 213.9802 | -0.1295 | 0.020058 | 242.3923 | -1614.8126 |  | 10000 | 14621.9775 | 1 | 90.0802 | 163.5339 | -109.1967 |  | 3.3802e-05 | -5.814 | -9388.4371 | -1409.3123 | 3.2906 | -242.6021 | -2703.846 | 4.6229 | 3.4971 | 10.8742 | -1.3323 | -256.3359 | -50.8921 | -197.6366 | -17.6366 | -17.6366 | 0 | 0 | -61.7662 | -121.3008
1725000 |  | 1.9087 | 1.0194 | 0.00010035 | 0.0064185 | -3.1352 | 4.2447 |  | 0.0049711 | -1.5708 | 214.6045 | 1.5661 | 90.3476 | 1.5597 | 0.56339 | -0.97231 | 0.15263 | -1.4176 | -43.4292 | -169.0586 | 10.9414 |  | 1 | 214.6022 | -0.13025 | 0.020116 | 241.0219 | -1610.3436 |  | 10000 | 14664.4833 | 1 | 90.3421 | 163.5269 | -108.8803 |  | 3.3606e-05 | -5.7971 | -9335.3173 | -1397.2823 | 3.2902 | -240.2278 | -2696.1672 | 4.6235 | 3.4872 | 10.8495 | -1.3334 | -256.3957 | -50.9489 | -197.6233 | -17.6233 | -17.6233 | 0 | 0 | -61.7984 | -121.2276
1730000 |  | 1.9127 | 1.0206 | 9.9766e-05 | 0.0063999 | -3.1352 | 4.2447 |  | 0.0049567 | -1.5708 | 215.2266 | 1.5662 | 90.6095 | 1.5598 | 0.56228 | -0.97365 | 0.1522 | -1.418 | -43.4778 | -169.0852 | 10.9148 |  | 1 | 215.2242 | -0.13101 | 0.020175 | 239.6629 | -1605.8987 |  | 10000 | 14706.989 | 1 | 90.604 | 163.5199 | -108.5657 |  | 3.3412e-05 | -5.7803 | -9282.6436 | -1385.3884 | 3.2897 | -237.8745 | -2688.5315 | 4.6241 | 3.4773 | 10.8249 | -1.3344 | -256.4553 | -51.0055 | -197.61 | -17.61 | -17.61 | 0 | 0 | -61.8304 | -121.1547
1735000 |  | 1.9167 | 1.0219 | 9.9192e-05 | 0.0063815 | -3.1352 | 4.2447 |  | 0.0049425 | -1.5708 | 215.8486 | 1.5662 | 90.8713 | 1.5598 | 0.56117 | -0.975 | 0.15177 | -1.4184 | -43.5263 | -169.1117 | 10.8883 |  | 1 | 215.8463 | -0.13177 | 0.020233 | 238.3153 | -1601.4777 |  | 10000 | 14749.4947 | 1 | 90.8658 | 163.513 | -108.2529 |  | 3.322e-05 | -5.7637 | -9230.411 | -1373.6286 | 3.2893 | -235.5418 | -2680.9385 | 4.6248 | 3.4675 | 10.8004 | -1.3354 | -256.5146 | -51.0619 | -197.5967 | -17.5967 | -17.5967 | 0 | 0 | -61.8623 | -121.0821
1740000 |  | 1.9208 | 1.0232 | 9.8622e-05 | 0.0063631 | -3.1352 | 4.2447 |  | 0.0049283 | -1.5708 | 216.4706 | 1.5662 | 91.1332 | 1.5598 | 0.56007 | -0.97633 | 0.15134 | -1.4189 | -43.5747 | -169.1381 | 10.8619 |  | 1 | 216.4683 | -0.13253 | 0.020291 | 236.979 | -1597.0803 |  | 10000 | 14792.0005 | 1 | 91.1277 | 163.5062 | -107.9419 |  | 3.3029e-05 | -5.7471 | -9178.6148 | -1362.0011 | 3.2889 | -233.2294 | -2673.3879 | 4.6254 | 3.4578 | 10.776 | -1.3365 | -256.5736 | -51.1181 | -197.5834 | -17.5834 | -17.5834 | 0 | 0 | -61.8941 | -121.0098
1745000 |  | 1.9248 | 1.0245 | 9.8058e-05 | 0.0063449 | -3.1352 | 4.2447 |  | 0.0049141 | -1.5708 | 217.0926 | 1.5662 | 91.395 | 1.5599 | 0.55896 | -0.97766 | 0.15092 | -1.4193 | -43.6229 | -169.1643 | 10.8357 |  | 1 | 217.0903 | -0.13329 | 0.020349 | 235.6538 | -1592.7065 |  | 10000 | 14834.5062 | 1 | 91.3895 | 163.4994 | -107.6327 |  | 3.284e-05 | -5.7307 | -9127.2502 | -1350.5038 | 3.2885 | -230.9373 | -2665.8792 | 4.626 | 3.4481 | 10.7516 | -1.3375 | -256.6324 | -51.1742 | -197.5702 | -17.5702 | -17.5702 | 0 | 0 | -61.9258 | -120.9378
1750000 |  | 1.9288 | 1.0258 | 9.7498e-05 | 0.0063268 | -3.1353 | 4.2447 |  | 0.0049001 | -1.5708 | 217.7147 | 1.5662 | 91.6569 | 1.5599 | 0.55786 | -0.97899 | 0.1505 | -1.4197 | -43.671 | -169.1905 | 10.8095 |  | 1 | 217.7124 | -0.13406 | 0.020408 | 234.3396 | -1588.356 |  | 10000 | 14877.012 | 1 | 91.6514 | 163.4927 | -107.3252 |  | 3.2653e-05 | -5.7143 | -9076.3122 | -1339.1352 | 3.2881 | -228.6651 | -2658.4123 | 4.6266 | 3.4384 | 10.7273 | -1.3385 | -256.6908 | -51.2301 | -197.5569 | -17.5569 | -17.5569 | 0 | 0 | -61.9573 | -120.8661
1755000 |  | 1.9328 | 1.027 | 9.6944e-05 | 0.0063088 | -3.1353 | 4.2447 |  | 0.0048861 | -1.5708 | 218.3367 | 1.5662 | 91.9187 | 1.5599 | 0.55677 | -0.98031 | 0.15008 | -1.4201 | -43.719 | -169.2165 | 10.7835 |  | 1 | 218.3344 | -0.13482 | 0.020466 | 233.0362 | -1584.0286 |  | 10000 | 14919.5177 | 1 | 91.9133 | 163.486 | -107.0195 |  | 3.2467e-05 | -5.698 | -9025.7964 | -1327.8933 | 3.2877 | -226.4126 | -2650.9866 | 4.6272 | 3.4289 | 10.703 | -1.3395 | -256.749 | -51.2858 | -197.5437 | -17.5437 | -17.5437 | 0 | 0 | -61.9888 | -120.7947
1760000 |  | 1.9369 | 1.0283 | 9.6394e-05 | 0.0062908 | -3.1353 | 4.2447 |  | 0.0048722 | -1.5708 | 218.9587 | 1.5662 | 92.1806 | 1.5599 | 0.55567 | -0.98162 | 0.14966 | -1.4206 | -43.7668 | -169.2424 | 10.7576 |  | 1 | 218.9564 | -0.13559 | 0.020524 | 231.7437 | -1579.7242 |  | 10000 | 14962.0235 | 1 | 92.1751 | 163.4794 | -106.7156 |  | 3.2283e-05 | -5.6818 | -8975.698 | -1316.7764 | 3.2873 | -224.1796 | -2643.6019 | 4.6278 | 3.4193 | 10.6788 | -1.3405 | -256.8068 | -51.3413 | -197.5305 | -17.5305 | -17.5305 | 0 | 0 | -62.0201 | -120.7236
1765000 |  | 1.9409 | 1.0295 | 9.5848e-05 | 0.006273 | -3.1353 | 4.2447 |  | 0.0048584 | -1.5708 | 219.5808 | 1.5662 | 92.4424 | 1.56 | 0.55458 | -0.98293 | 0.14925 | -1.421 | -43.8145 | -169.2682 | 10.7318 |  | 1 | 219.5785 | -0.13636 | 0.020583 | 230.4617 | -1575.4425 |  | 10000 | 15004.5292 | 1 | 92.437 | 163.4729 | -106.4133 |  | 3.21e-05 | -5.6657 | -8926.0125 | -1305.7828 | 3.2869 | -221.9658 | -2636.2579 | 4.6284 | 3.4098 | 10.6547 | -1.3415 | -256.8645 | -51.3966 | -197.5173 | -17.5173 | -17.5173 | 0 | 0 | -62.0513 | -120.6528
1770000 |  | 1.945 | 1.0308 | 9.5307e-05 | 0.0062553 | -3.1353 | 4.2447 |  | 0.0048447 | -1.5708 | 220.2028 | 1.5663 | 92.7042 | 1.56 | 0.5535 | -0.98424 | 0.14884 | -1.4214 | -43.8621 | -169.2938 | 10.7062 |  | 1 | 220.2005 | -0.13714 | 0.020641 | 229.1903 | -1571.1835 |  | 10000 | 15047.035 | 1 | 92.6989 | 163.4664 | -106.1128 |  | 3.1919e-05 | -5.6497 | -8876.7355 | -1294.9108 | 3.2864 | -219.7711 | -2628.9542 | 4.629 | 3.4004 | 10.6306 | -1.3425 | -256.9218 | -51.4518 | -197.5041 | -17.5041 | -17.5041 | 0 | 0 | -62.0824 | -120.5823
1775000 |  | 1.949 | 1.032 | 9.4771e-05 | 0.0062377 | -3.1354 | 4.2447 |  | 0.0048311 | -1.5708 | 220.8248 | 1.5663 | 92.9661 | 1.56 | 0.55242 | -0.98554 | 0.14843 | -1.4218 | -43.9095 | -169.3193 | 10.6807 |  | 1 | 220.8225 | -0.13791 | 0.020699 | 227.9294 | -1566.9469 |  | 10000 | 15089.5407 | 1 | 92.9607 | 163.46 | -105.8139 |  | 3.174e-05 | -5.6338 | -8827.8624 | -1284.1588 | 3.286 | -217.5952 | -2621.6905 | 4.6296 | 3.391 | 10.6066 | -1.3435 | -256.9789 | -51.5067 | -197.491 | -17.491 | -17.491 | 0 | 0 | -62.1133 | -120.5121
1780000 |  | 1.953 | 1.0333 | 9.4239e-05 | 0.0062201 | -3.1354 | 4.2447 |  | 0.0048175 | -1.5708 | 221.4468 | 1.5663 | 93.2279 | 1.5601 | 0.55134 | -0.98683 | 0.14802 | -1.4222 | -43.9568 | -169.3447 | 10.6553 |  | 1 | 221.4446 | -0.13869 | 0.020758 | 226.6787 | -1562.7325 |  | 10000 | 15132.0465 | 1 | 93.2226 | 163.4536 | -105.5168 |  | 3.1562e-05 | -5.618 | -8779.389 | -1273.525 | 3.2856 | -215.4378 | -2614.4664 | 4.6302 | 3.3817 | 10.5827 | -1.3445 | -257.0357 | -51.5615 | -197.4779 | -17.4779 | -17.4779 | 0 | 0 | -62.1442 | -120.4422
1785000 |  | 1.9571 | 1.0345 | 9.3712e-05 | 0.0062027 | -3.1354 | 4.2447 |  | 0.004804 | -1.5708 | 222.0689 | 1.5663 | 93.4898 | 1.5601 | 0.55026 | -0.98812 | 0.14761 | -1.4226 | -44.004 | -169.37 | 10.63 |  | 1 | 222.0666 | -0.13947 | 0.020816 | 225.4382 | -1558.5403 |  | 10000 | 15174.5522 | 1 | 93.4844 | 163.4472 | -105.2213 |  | 3.1385e-05 | -5.6022 | -8731.3109 | -1263.0078 | 3.2852 | -213.2989 | -2607.2817 | 4.6308 | 3.3724 | 10.5588 | -1.3455 | -257.0922 | -51.6161 | -197.4648 | -17.4648 | -17.4648 | 0 | 0 | -62.1749 | -120.3725
1790000 |  | 1.9611 | 1.0357 | 9.3189e-05 | 0.0061854 | -3.1354 | 4.2447 |  | 0.0047906 | -1.5708 | 222.6909 | 1.5663 | 93.7516 | 1.5601 | 0.54919 | -0.98941 | 0.14721 | -1.4231 | -44.0511 | -169.3952 | 10.6048 |  | 1 | 222.6887 | -0.14026 | 0.020874 | 224.2077 | -1554.3699 |  | 10000 | 15217.058 | 1 | 93.7463 | 163.441 | -104.9274 |  | 3.121e-05 | -5.5866 | -8683.6238 | -1252.6058 | 3.2849 | -211.1781 | -2600.136 | 4.6313 | 3.3632 | 10.535 | -1.3465 | -257.1485 | -51.6706 | -197.4517 | -17.4517 | -17.4517 | 0 | 0 | -62.2056 | -120.3032
1795000 |  | 1.9652 | 1.0369 | 9.2671e-05 | 0.0061681 | -3.1354 | 4.2447 |  | 0.0047772 | -1.5708 | 223.3129 | 1.5663 | 94.0135 | 1.5602 | 0.54812 | -0.99069 | 0.14681 | -1.4235 | -44.098 | -169.4203 | 10.5797 |  | 1 | 223.3107 | -0.14104 | 0.020933 | 222.9873 | -1550.2213 |  | 10000 | 15259.5637 | 1 | 94.0082 | 163.4347 | -104.6352 |  | 3.1036e-05 | -5.571 | -8636.3236 | -1242.3172 | 3.2845 | -209.0753 | -2593.029 | 4.6319 | 3.354 | 10.5112 | -1.3475 | -257.2045 | -51.7248 | -197.4386 | -17.4386 | -17.4386 | 0 | 0 | -62.2361 | -120.2341
1800000 |  | 1.9693 | 1.0382 | 9.2157e-05 | 0.006151 | -3.1354 | 4.2447 |  | 0.004764 | -1.5708 | 223.935 | 1.5663 | 94.2753 | 1.5602 | 0.54705 | -0.99196 | 0.14641 | -1.4239 | -44.1448 | -169.4452 | 10.5548 |  | 1 | 223.9327 | -0.14183 | 0.020991 | 221.7767 | -1546.0943 |  | 10000 | 15302.0695 | 1 | 94.27 | 163.4286 | -104.3446 |  | 3.0864e-05 | -5.5556 | -8589.4061 | -1232.1406 | 3.2841 | -206.9903 | -2585.9604 | 4.6325 | 3.3449 | 10.4875 | -1.3484 | -257.2603 | -51.7789 | -197.4256 | -17.4256 | -17.4256 | 0 | 0 | -62.2665 | -120.1653
1805000 |  | 1.9733 | 1.0394 | 9.1647e-05 | 0.006134 | -3.1355 | 4.2447 |  | 0.0047508 | -1.5708 | 224.557 | 1.5663 | 94.5372 | 1.5602 | 0.54599 | -0.99323 | 0.14601 | -1.4243 | -44.1915 | -169.4701 | 10.5299 |  | 1 | 224.5548 | -0.14262 | 0.021049 | 220.5759 | -1541.9888 |  | 10000 | 15344.5752 | 1 | 94.5319 | 163.4224 | -104.0557 |  | 3.0693e-05 | -5.5402 | -8542.8672 | -1222.0745 | 3.2837 | -204.9229 | -2578.9299 | 4.6331 | 3.3358 | 10.4639 | -1.3494 | -257.3158 | -51.8329 | -197.4126 | -17.4126 | -17.4126 | 0 | 0 | -62.2968 | -120.0968
1810000 |  | 1.9774 | 1.0406 | 9.1141e-05 | 0.006117 | -3.1355 | 4.2447 |  | 0.0047377 | -1.5708 | 225.179 | 1.5664 | 94.799 | 1.5602 | 0.54493 | -0.99449 | 0.14562 | -1.4247 | -44.2381 | -169.4948 | 10.5052 |  | 1 | 225.1768 | -0.14341 | 0.021107 | 219.3847 | -1537.9044 |  | 10000 | 15387.081 | 1 | 94.7937 | 163.4164 | -103.7683 |  | 3.0524e-05 | -5.5249 | -8496.7029 | -1212.1173 | 3.2833 | -202.8728 | -2571.9371 | 4.6337 | 3.3267 | 10.4404 | -1.3504 | -257.371 | -51.8866 | -197.3996 | -17.3996 | -17.3996 | 0 | 0 | -62.327 | -120.0286
1815000 |  | 1.9814 | 1.0418 | 9.064e-05 | 0.0061002 | -3.1355 | 4.2447 |  | 0.0047246 | -1.5708 | 225.801 | 1.5664 | 95.0609 | 1.5603 | 0.54387 | -0.99575 | 0.14522 | -1.4251 | -44.2845 | -169.5194 | 10.4806 |  | 1 | 225.7988 | -0.1442 | 0.021166 | 218.2031 | -1533.8412 |  | 10000 | 15429.5867 | 1 | 95.0556 | 163.4103 | -103.4825 |  | 3.0356e-05 | -5.5096 | -8450.9092 | -1202.2677 | 3.2829 | -200.8399 | -2564.9819 | 4.6342 | 3.3177 | 10.4169 | -1.3513 | -257.426 | -51.9402 | -197.3867 | -17.3867 | -17.3867 | 0 | 0 | -62.3571 | -119.9607
1820000 |  | 1.9855 | 1.043 | 9.0142e-05 | 0.0060834 | -3.1355 | 4.2447 |  | 0.0047116 | -1.5708 | 226.4231 | 1.5664 | 95.3227 | 1.5603 | 0.54282 | -0.99701 | 0.14483 | -1.4255 | -44.3308 | -169.5439 | 10.4561 |  | 1 | 226.4209 | -0.145 | 0.021224 | 217.031 | -1529.7989 |  | 10000 | 15472.0925 | 1 | 95.3175 | 163.4044 | -103.1982 |  | 3.019e-05 | -5.4945 | -8405.4822 | -1192.5241 | 3.2825 | -198.8239 | -2558.0638 | 4.6348 | 3.3088 | 10.3934 | -1.3523 | -257.4807 | -51.9936 | -197.3737 | -17.3737 | -17.3737 | 0 | 0 | -62.387 | -119.893
1825000 |  | 1.9896 | 1.0442 | 8.9649e-05 | 0.0060667 | -3.1355 | 4.2447 |  | 0.0046987 | -1.5708 | 227.0451 | 1.5664 | 95.5846 | 1.5603 | 0.54177 | -0.99826 | 0.14445 | -1.4258 | -44.377 | -169.5683 | 10.4317 |  | 1 | 227.0429 | -0.14579 | 0.021282 | 215.8682 | -1525.7775 |  | 10000 | 15514.5982 | 1 | 95.5793 | 163.3984 | -102.9156 |  | 3.0024e-05 | -5.4795 | -8360.418 | -1182.8851 | 3.2821 | -196.8248 | -2551.1827 | 4.6354 | 3.2999 | 10.37 | -1.3532 | -257.5352 | -52.0469 | -197.3608 | -17.3608 | -17.3608 | 0 | 0 | -62.4169 | -119.8256
1830000 |  | 1.9937 | 1.0454 | 8.916e-05 | 0.0060502 | -3.1355 | 4.2447 |  | 0.0046859 | -1.5708 | 227.6671 | 1.5664 | 95.8464 | 1.5604 | 0.54072 | -0.9995 | 0.14406 | -1.4262 | -44.4231 | -169.5925 | 10.4075 |  | 1 | 227.6649 | -0.14659 | 0.021341 | 214.7146 | -1521.7766 |  | 10000 | 15557.104 | 1 | 95.8412 | 163.3926 | -102.6344 |  | 2.9861e-05 | -5.4645 | -8315.7127 | -1173.3494 | 3.2818 | -194.8423 | -2544.3381 | 4.636 | 3.2911 | 10.3467 | -1.3542 | -257.5895 | -52.0999 | -197.348 | -17.348 | -17.348 | 0 | 0 | -62.4466 | -119.7585
1835000 |  | 1.9977 | 1.0465 | 8.8674e-05 | 0.0060337 | -3.1356 | 4.2447 |  | 0.0046731 | -1.5708 | 228.2892 | 1.5664 | 96.1083 | 1.5604 | 0.53968 | -1.0007 | 0.14367 | -1.4266 | -44.469 | -169.6167 | 10.3833 |  | 1 | 228.287 | -0.1474 | 0.021399 | 213.5702 | -1517.7962 |  | 10000 | 15599.6097 | 1 | 96.1031 | 163.3867 | -102.3548 |  | 2.9698e-05 | -5.4496 | -8271.3627 | -1163.9155 | 3.2814 | -192.8762 | -2537.5299 | 4.6365 | 3.2823 | 10.3235 | -1.3551 | -257.6435 | -52.1528 | -197.3351 | -17.3351 | -17.3351 | 0 | 0 | -62.4763 | -119.6916
1840000 |  | 2.0018 | 1.0477 | 8.8193e-05 | 0.0060173 | -3.1356 | 4.2447 |  | 0.0046604 | -1.5708 | 228.9112 | 1.5664 | 96.3701 | 1.5604 | 0.53864 | -1.002 | 0.14329 | -1.427 | -44.5148 | -169.6408 | 10.3592 |  | 1 | 228.909 | -0.1482 | 0.021457 | 212.4349 | -1513.8361 |  | 10000 | 15642.1155 | 1 | 96.3649 | 163.381 | -102.0768 |  | 2.9537e-05 | -5.4348 | -8227.3641 | -1154.5822 | 3.281 | -190.9263 | -2530.7576 | 4.6371 | 3.2735 | 10.3003 | -1.3561 | -257.6972 | -52.2056 | -197.3223 | -17.3223 | -17.3223 | 0 | 0 | -62.5058 | -119.6251
1845000 |  | 2.0059 | 1.0489 | 8.7716e-05 | 0.006001 | -3.1356 | 4.2447 |  | 0.0046478 | -1.5708 | 229.5332 | 1.5664 | 96.6319 | 1.5604 | 0.5376 | -1.0032 | 0.14291 | -1.4274 | -44.5606 | -169.6647 | 10.3353 |  | 1 | 229.531 | -0.14901 | 0.021516 | 211.3085 | -1509.8963 |  | 10000 | 15684.6212 | 1 | 96.6268 | 163.3752 | -101.8002 |  | 2.9377e-05 | -5.4201 | -8183.7133 | -1145.3481 | 3.2806 | -188.9926 | -2524.0211 | 4.6377 | 3.2648 | 10.2771 | -1.357 | -257.7508 | -52.2582 | -197.3095 | -17.3095 | -17.3095 | 0 | 0 | -62.5353 | -119.5588
1850000 |  | 2.01 | 1.0501 | 8.7242e-05 | 0.0059847 | -3.1356 | 4.2447 |  | 0.0046352 | -1.5708 | 230.1552 | 1.5665 | 96.8938 | 1.5605 | 0.53656 | -1.0044 | 0.14253 | -1.4278 | -44.6061 | -169.6885 | 10.3115 |  | 1 | 230.1531 | -0.14982 | 0.021574 | 210.191 | -1505.9764 |  | 10000 | 15727.127 | 1 | 96.8886 | 163.3695 | -101.5251 |  | 2.9218e-05 | -5.4054 | -8140.4067 | -1136.2118 | 3.2803 | -187.0746 | -2517.3201 | 4.6382 | 3.2561 | 10.254 | -1.3579 | -257.804 | -52.3106 | -197.2968 | -17.2968 | -17.2968 | 0 | 0 | -62.5646 | -119.4927
1855000 |  | 2.0141 | 1.0512 | 8.6772e-05 | 0.0059686 | -3.1356 | 4.2447 |  | 0.0046227 | -1.5708 | 230.7773 | 1.5665 | 97.1556 | 1.5605 | 0.53553 | -1.0057 | 0.14216 | -1.4282 | -44.6516 | -169.7123 | 10.2877 |  | 1 | 230.7751 | -0.15063 | 0.021632 | 209.0823 | -1502.0764 |  | 10000 | 15769.6327 | 1 | 97.1505 | 163.3639 | -101.2515 |  | 2.9061e-05 | -5.3908 | -8097.4406 | -1127.1721 | 3.2799 | -185.1725 | -2510.6543 | 4.6388 | 3.2475 | 10.231 | -1.3589 | -257.8571 | -52.3629 | -197.284 | -17.284 | -17.284 | 0 | 0 | -62.5939 | -119.427
1860000 |  | 2.0182 | 1.0524 | 8.6307e-05 | 0.0059526 | -3.1356 | 4.2447 |  | 0.0046103 | -1.5708 | 231.3993 | 1.5665 | 97.4175 | 1.5605 | 0.5345 | -1.0069 | 0.14178 | -1.4285 | -44.697 | -169.7359 | 10.2641 |  | 1 | 231.3971 | -0.15144 | 0.021691 | 207.9823 | -1498.1961 |  | 10000 | 15812.1385 | 1 | 97.4124 | 163.3583 | -100.9794 |  | 2.8905e-05 | -5.3763 | -8054.8116 | -1118.2278 | 3.2795 | -183.2858 | -2504.0234 | 4.6393 | 3.2389 | 10.208 | -1.3598 | -257.9099 | -52.415 | -197.2714 | -17.2714 | -17.2714 | 0 | 0 | -62.623 | -119.3614
1865000 |  | 2.0223 | 1.0535 | 8.5844e-05 | 0.0059366 | -3.1357 | 4.2447 |  | 0.0045979 | -1.5708 | 232.0213 | 1.5665 | 97.6793 | 1.5606 | 0.53348 | -1.0081 | 0.14141 | -1.4289 | -44.7422 | -169.7594 | 10.2406 |  | 1 | 232.0192 | -0.15225 | 0.021749 | 206.8909 | -1494.3354 |  | 10000 | 15854.6442 | 1 | 97.6742 | 163.3528 | -100.7087 |  | 2.875e-05 | -5.3619 | -8012.5162 | -1109.3775 | 3.2792 | -181.4145 | -2497.4271 | 4.6399 | 3.2304 | 10.1851 | -1.3607 | -257.9625 | -52.4669 | -197.2587 | -17.2587 | -17.2587 | 0 | 0 | -62.652 | -119.2962
1870000 |  | 2.0264 | 1.0547 | 8.5386e-05 | 0.0059207 | -3.1357 | 4.2447 |  | 0.0045856 | -1.5708 | 232.6434 | 1.5665 | 97.9412 | 1.5606 | 0.53246 | -1.0093 | 0.14104 | -1.4293 | -44.7873 | -169.7828 | 10.2172 |  | 1 | 232.6412 | -0.15307 | 0.021807 | 205.808 | -1490.4941 |  | 10000 | 15897.15 | 1 | 97.9361 | 163.3473 | -100.4395 |  | 2.8597e-05 | -5.3476 | -7970.5508 | -1100.62 | 3.2788 | -179.5585 | -2490.8652 | 4.6404 | 3.2219 | 10.1623 | -1.3616 | -258.0148 | -52.5187 | -197.2461 | -17.2461 | -17.2461 | 0 | 0 | -62.681 | -119.2312
1875000 |  | 2.0305 | 1.0558 | 8.4931e-05 | 0.0059049 | -3.1357 | 4.2447 |  | 0.0045734 | -1.5708 | 233.2654 | 1.5665 | 98.203 | 1.5606 | 0.53144 | -1.0105 | 0.14067 | -1.4297 | -44.8323 | -169.8062 | 10.1938 |  | 1 | 233.2633 | -0.15389 | 0.021865 | 204.7335 | -1486.6721 |  | 10000 | 15939.6557 | 1 | 98.1979 | 163.3418 | -100.1717 |  | 2.8444e-05 | -5.3333 | -7928.9121 | -1091.9542 | 3.2784 | -177.7174 | -2484.3373 | 4.641 | 3.2135 | 10.1395 | -1.3625 | -258.067 | -52.5703 | -197.2335 | -17.2335 | -17.2335 | 0 | 0 | -62.7098 | -119.1665
1880000 |  | 2.0346 | 1.057 | 8.448e-05 | 0.0058892 | -3.1357 | 4.2447 |  | 0.0045613 | -1.5708 | 233.8874 | 1.5665 | 98.4649 | 1.5606 | 0.53042 | -1.0117 | 0.1403 | -1.43 | -44.8772 | -169.8294 | 10.1706 |  | 1 | 233.8853 | -0.15471 | 0.021924 | 203.6673 | -1482.8693 |  | 10000 | 15982.1615 | 1 | 98.4598 | 163.3364 | -99.9054 |  | 2.8293e-05 | -5.3191 | -7887.5968 | -1083.3789 | 3.2781 | -175.8913 | -2477.8434 | 4.6415 | 3.2051 | 10.1168 | -1.3634 | -258.1189 | -52.6218 | -197.2209 | -17.2209 | -17.2209 | 0 | 0 | -62.7385 | -119.1021
1885000 |  | 2.0387 | 1.0581 | 8.4032e-05 | 0.0058736 | -3.1357 | 4.2447 |  | 0.0045492 | -1.5708 | 234.5095 | 1.5665 | 98.7267 | 1.5607 | 0.52941 | -1.0129 | 0.13994 | -1.4304 | -44.922 | -169.8525 | 10.1475 |  | 1 | 234.5073 | -0.15554 | 0.021982 | 202.6094 | -1479.0855 |  | 10000 | 16024.6672 | 1 | 98.7217 | 163.331 | -99.6404 |  | 2.8143e-05 | -5.305 | -7846.6015 | -1074.8928 | 3.2777 | -174.0799 | -2471.383 | 4.6421 | 3.1967 | 10.0941 | -1.3643 | -258.1705 | -52.6731 | -197.2084 | -17.2084 | -17.2084 | 0 | 0 | -62.7672 | -119.0379
1890000 |  | 2.0428 | 1.0592 | 8.3588e-05 | 0.0058581 | -3.1357 | 4.2447 |  | 0.0045371 | -1.5708 | 235.1315 | 1.5665 | 98.9886 | 1.5607 | 0.5284 | -1.0141 | 0.13958 | -1.4308 | -44.9667 | -169.8755 | 10.1245 |  | 1 | 235.1294 | -0.15636 | 0.02204 | 201.5597 | -1475.3205 |  | 10000 | 16067.173 | 1 | 98.9835 | 163.3257 | -99.3769 |  | 2.7995e-05 | -5.291 | -7805.9229 | -1066.4948 | 3.2774 | -172.283 | -2464.9559 | 4.6426 | 3.1884 | 10.0715 | -1.3652 | -258.222 | -52.7243 | -197.1959 | -17.1959 | -17.1959 | 0 | 0 | -62.7957 | -118.9739
1895000 |  | 2.0469 | 1.0604 | 8.3148e-05 | 0.0058426 | -3.1358 | 4.2447 |  | 0.0045251 | -1.5708 | 235.7535 | 1.5666 | 99.2504 | 1.5607 | 0.5274 | -1.0153 | 0.13921 | -1.4311 | -45.0112 | -169.8984 | 10.1016 |  | 1 | 235.7514 | -0.15719 | 0.022099 | 200.5181 | -1471.5743 |  | 10000 | 16109.6787 | 1 | 99.2454 | 163.3204 | -99.1147 |  | 2.7847e-05 | -5.277 | -7765.5578 | -1058.1838 | 3.277 | -170.5005 | -2458.5619 | 4.6432 | 3.1801 | 10.0489 | -1.3661 | -258.2732 | -52.7753 | -197.1834 | -17.1834 | -17.1834 | 0 | 0 | -62.8242 | -118.9102
1900000 |  | 2.051 | 1.0615 | 8.2711e-05 | 0.0058272 | -3.1358 | 4.2447 |  | 0.0045132 | -1.5708 | 236.3755 | 1.5666 | 99.5123 | 1.5607 | 0.52639 | -1.0164 | 0.13886 | -1.4315 | -45.0557 | -169.9212 | 10.0788 |  | 1 | 236.3734 | -0.15802 | 0.022157 | 199.4844 | -1467.8466 |  | 10000 | 16152.1845 | 1 | 99.5072 | 163.3151 | -98.854 |  | 2.7701e-05 | -5.2632 | -7725.5031 | -1049.9586 | 3.2767 | -168.7323 | -2452.2008 | 4.6437 | 3.1719 | 10.0264 | -1.367 | -258.3242 | -52.8261 | -197.171 | -17.171 | -17.171 | 0 | 0 | -62.8525 | -118.8468
1905000 |  | 2.0551 | 1.0626 | 8.2277e-05 | 0.0058119 | -3.1358 | 4.2447 |  | 0.0045014 | -1.5708 | 236.9976 | 1.5666 | 99.7741 | 1.5608 | 0.52539 | -1.0176 | 0.1385 | -1.4319 | -45.1 | -169.9439 | 10.0561 |  | 1 | 236.9955 | -0.15886 | 0.022215 | 198.4587 | -1464.1375 |  | 10000 | 16194.6902 | 1 | 99.7691 | 163.3099 | -98.5945 |  | 2.7556e-05 | -5.2493 | -7685.7555 | -1041.8182 | 3.2763 | -166.9782 | -2445.8722 | 4.6442 | 3.1637 | 10.0039 | -1.3679 | -258.375 | -52.8768 | -197.1586 | -17.1586 | -17.1586 | 0 | 0 | -62.8807 | -118.7836
1910000 |  | 2.0592 | 1.0637 | 8.1847e-05 | 0.0057967 | -3.1358 | 4.2447 |  | 0.0044896 | -1.5708 | 237.6196 | 1.5666 | 100.036 | 1.5608 | 0.5244 | -1.0188 | 0.13814 | -1.4322 | -45.1442 | -169.9665 | 10.0335 |  | 1 | 237.6175 | -0.15969 | 0.022274 | 197.4408 | -1460.4466 |  | 10000 | 16237.1959 | 1 | 100.031 | 163.3048 | -98.3365 |  | 2.7412e-05 | -5.2356 | -7646.312 | -1033.7615 | 3.276 | -165.238 | -2439.5759 | 4.6448 | 3.1556 | 9.9815 | -1.3688 | -258.4256 | -52.9274 | -197.1463 | -17.1463 | -17.1463 | 0 | 0 | -62.9089 | -118.7207
1915000 |  | 2.0634 | 1.0648 | 8.142e-05 | 0.0057816 | -3.1358 | 4.2447 |  | 0.0044779 | -1.5708 | 238.2416 | 1.5666 | 100.2978 | 1.5608 | 0.5234 | -1.02 | 0.13779 | -1.4326 | -45.1883 | -169.989 | 10.011 |  | 1 | 238.2395 | -0.16053 | 0.022332 | 196.4307 | -1456.774 |  | 10000 | 16279.7017 | 1 | 100.2928 | 163.2996 | -98.0798 |  | 2.7269e-05 | -5.2219 | -7607.1694 | -1025.7873 | 3.2756 | -163.5116 | -2433.3117 | 4.6453 | 3.1475 | 9.9592 | -1.3697 | -258.476 | -52.9778 | -197.134 | -17.134 | -17.134 | 0 | 0 | -62.937 | -118.658
1920000 |  | 2.0675 | 1.0659 | 8.0996e-05 | 0.0057665 | -3.1358 | 4.2447 |  | 0.0044662 | -1.5708 | 238.8637 | 1.5666 | 100.5597 | 1.5609 | 0.52241 | -1.0211 | 0.13744 | -1.4329 | -45.2323 | -170.0115 | 9.9885 |  | 1 | 238.8616 | -0.16137 | 0.02239 | 195.4282 | -1453.1194 |  | 10000 | 16322.2074 | 1 | 100.5547 | 163.2945 | -97.8244 |  | 2.7127e-05 | -5.2083 | -7568.3248 | -1017.8947 | 3.2753 | -161.7989 | -2427.0793 | 4.6458 | 3.1394 | 9.9369 | -1.3705 | -258.5261 | -53.028 | -197.1217 | -17.1217 | -17.1217 | 0 | 0 | -62.9649 | -118.5956
1925000 |  | 2.0716 | 1.067 | 8.0576e-05 | 0.0057515 | -3.1358 | 4.2447 |  | 0.0044546 | -1.5708 | 239.4857 | 1.5666 | 100.8215 | 1.5609 | 0.52143 | -1.0223 | 0.13709 | -1.4333 | -45.2762 | -170.0338 | 9.9662 |  | 1 | 239.4836 | -0.16221 | 0.022449 | 194.4334 | -1449.4827 |  | 10000 | 16364.7132 | 1 | 100.8166 | 163.2895 | -97.5704 |  | 2.6986e-05 | -5.1948 | -7529.7751 | -1010.0827 | 3.2749 | -160.0997 | -2420.8785 | 4.6464 | 3.1314 | 9.9147 | -1.3714 | -258.576 | -53.0781 | -197.1094 | -17.1094 | -17.1094 | 0 | 0 | -62.9928 | -118.5334
1930000 |  | 2.0757 | 1.0681 | 8.0159e-05 | 0.0057366 | -3.1359 | 4.2447 |  | 0.0044431 | -1.5708 | 240.1077 | 1.5666 | 101.0834 | 1.5609 | 0.52044 | -1.0234 | 0.13674 | -1.4336 | -45.3199 | -170.056 | 9.944 |  | 1 | 240.1056 | -0.16305 | 0.022507 | 193.4461 | -1445.8639 |  | 10000 | 16407.2189 | 1 | 101.0784 | 163.2845 | -97.3177 |  | 2.6846e-05 | -5.1813 | -7491.5174 | -1002.3501 | 3.2746 | -158.4138 | -2414.709 | 4.6469 | 3.1234 | 9.8925 | -1.3723 | -258.6258 | -53.128 | -197.0972 | -17.0972 | -17.0972 | 0 | 0 | -63.0206 | -118.4715
1935000 |  | 2.0799 | 1.0692 | 7.9745e-05 | 0.0057218 | -3.1359 | 4.2447 |  | 0.0044316 | -1.5708 | 240.7298 | 1.5666 | 101.3452 | 1.5609 | 0.51946 | -1.0246 | 0.13639 | -1.434 | -45.3636 | -170.0781 | 9.9219 |  | 1 | 240.7277 | -0.1639 | 0.022565 | 192.4662 | -1442.2627 |  | 10000 | 16449.7247 | 1 | 101.3403 | 163.2795 | -97.0663 |  | 2.6708e-05 | -5.168 | -7453.5488 | -994.696 | 3.2743 | -156.7412 | -2408.5707 | 4.6474 | 3.1154 | 9.8704 | -1.3731 | -258.6753 | -53.1778 | -197.0851 | -17.0851 | -17.0851 | 0 | 0 | -63.0482 | -118.4098
1940000 |  | 2.084 | 1.0703 | 7.9335e-05 | 0.0057071 | -3.1359 | 4.2447 |  | 0.0044202 | -1.5708 | 241.3518 | 1.5667 | 101.6071 | 1.561 | 0.51848 | -1.0257 | 0.13605 | -1.4343 | -45.4072 | -170.1001 | 9.8999 |  | 1 | 241.3497 | -0.16475 | 0.022623 | 191.4937 | -1438.6791 |  | 10000 | 16492.2304 | 1 | 101.6021 | 163.2746 | -96.8161 |  | 2.657e-05 | -5.1546 | -7415.8663 | -987.1194 | 3.2739 | -155.0817 | -2402.4633 | 4.6479 | 3.1075 | 9.8483 | -1.374 | -258.7246 | -53.2275 | -197.0729 | -17.0729 | -17.0729 | 0 | 0 | -63.0758 | -118.3483
1945000 |  | 2.0881 | 1.0714 | 7.8927e-05 | 0.0056924 | -3.1359 | 4.2447 |  | 0.0044088 | -1.5708 | 241.9738 | 1.5667 | 101.8689 | 1.561 | 0.5175 | -1.0269 | 0.1357 | -1.4347 | -45.4506 | -170.1221 | 9.8779 |  | 1 | 241.9717 | -0.1656 | 0.022682 | 190.5286 | -1435.1129 |  | 10000 | 16534.7362 | 1 | 101.864 | 163.2697 | -96.5673 |  | 2.6434e-05 | -5.1414 | -7378.4672 | -979.6193 | 3.2736 | -153.4351 | -2396.3865 | 4.6484 | 3.0997 | 9.8263 | -1.3749 | -258.7737 | -53.277 | -197.0608 | -17.0608 | -17.0608 | 0 | 0 | -63.1033 | -118.2871
1950000 |  | 2.0923 | 1.0725 | 7.8523e-05 | 0.0056778 | -3.1359 | 4.2447 |  | 0.0043975 | -1.5708 | 242.5958 | 1.5667 | 102.1308 | 1.561 | 0.51653 | -1.028 | 0.13536 | -1.435 | -45.4939 | -170.1439 | 9.8561 |  | 1 | 242.5938 | -0.16645 | 0.02274 | 189.5706 | -1431.5639 |  | 10000 | 16577.2419 | 1 | 102.1259 | 163.2648 | -96.3197 |  | 2.6298e-05 | -5.1282 | -7341.3486 | -972.1947 | 3.2733 | -151.8013 | -2390.3401 | 4.649 | 3.0918 | 9.8043 | -1.3757 | -258.8226 | -53.3264 | -197.0488 | -17.0488 | -17.0488 | 0 | 0 | -63.1307 | -118.2262
1955000 |  | 2.0964 | 1.0736 | 7.8122e-05 | 0.0056633 | -3.1359 | 4.2447 |  | 0.0043863 | -1.5708 | 243.2179 | 1.5667 | 102.3926 | 1.561 | 0.51556 | -1.0291 | 0.13502 | -1.4354 | -45.5372 | -170.1657 | 9.8343 |  | 1 | 243.2158 | -0.1673 | 0.022798 | 188.6199 | -1428.0322 |  | 10000 | 16619.7477 | 1 | 102.3877 | 163.26 | -96.0734 |  | 2.6164e-05 | -5.1151 | -7304.5077 | -964.8448 | 3.2729 | -150.1803 | -2384.324 | 4.6495 | 3.0841 | 9.7824 | -1.3766 | -258.8713 | -53.3756 | -197.0368 | -17.0368 | -17.0368 | 0 | 0 | -63.158 | -118.1654
1960000 |  | 2.1006 | 1.0746 | 7.7724e-05 | 0.0056488 | -3.1359 | 4.2447 |  | 0.0043751 | -1.5708 | 243.8399 | 1.5667 | 102.6545 | 1.5611 | 0.5146 | -1.0303 | 0.13468 | -1.4357 | -45.5803 | -170.1873 | 9.8127 |  | 1 | 243.8379 | -0.16816 | 0.022857 | 187.6762 | -1424.5176 |  | 10000 | 16662.2534 | 1 | 102.6496 | 163.2552 | -95.8284 |  | 2.6031e-05 | -5.102 | -7267.9418 | -957.5686 | 3.2726 | -148.5717 | -2378.3378 | 4.65 | 3.0763 | 9.7606 | -1.3774 | -258.9198 | -53.4247 | -197.0248 | -17.0248 | -17.0248 | 0 | 0 | -63.1853 | -118.105
1965000 |  | 2.1047 | 1.0757 | 7.7329e-05 | 0.0056344 | -3.136 | 4.2447 |  | 0.0043639 | -1.5708 | 244.4619 | 1.5667 | 102.9163 | 1.5611 | 0.51363 | -1.0314 | 0.13435 | -1.436 | -45.6233 | -170.2089 | 9.7911 |  | 1 | 244.4599 | -0.16902 | 0.022915 | 186.7395 | -1421.0198 |  | 10000 | 16704.7592 | 1 | 102.9114 | 163.2505 | -95.5846 |  | 2.5899e-05 | -5.0891 | -7231.6482 | -950.3651 | 3.2723 | -146.9757 | -2372.3814 | 4.6505 | 3.0686 | 9.7388 | -1.3783 | -258.9681 | -53.4736 | -197.0128 | -17.0128 | -17.0128 | 0 | 0 | -63.2124 | -118.0447
1970000 |  | 2.1089 | 1.0768 | 7.6937e-05 | 0.0056201 | -3.136 | 4.2447 |  | 0.0043529 | -1.5708 | 245.084 | 1.5667 | 103.1781 | 1.5611 | 0.51267 | -1.0325 | 0.13401 | -1.4364 | -45.6662 | -170.2304 | 9.7696 |  | 1 | 245.0819 | -0.16988 | 0.022973 | 185.8098 | -1417.5389 |  | 10000 | 16747.2649 | 1 | 103.1733 | 163.2458 | -95.3421 |  | 2.5767e-05 | -5.0761 | -7195.6241 | -943.2335 | 3.2719 | -145.3919 | -2366.4545 | 4.651 | 3.0609 | 9.717 | -1.3791 | -259.0162 | -53.5224 | -197.0009 | -17.0009 | -17.0009 | 0 | 0 | -63.2395 | -117.9847
1975000 |  | 2.113 | 1.0778 | 7.6548e-05 | 0.0056059 | -3.136 | 4.2447 |  | 0.0043419 | -1.5708 | 245.706 | 1.5667 | 103.44 | 1.5611 | 0.51171 | -1.0336 | 0.13368 | -1.4367 | -45.709 | -170.2517 | 9.7483 |  | 1 | 245.704 | -0.17074 | 0.023032 | 184.887 | -1414.0747 |  | 10000 | 16789.7707 | 1 | 103.4352 | 163.2411 | -95.1007 |  | 2.5637e-05 | -5.0633 | -7159.867 | -936.1728 | 3.2716 | -143.8202 | -2360.5569 | 4.6515 | 3.0533 | 9.6953 | -1.3799 | -259.0642 | -53.5711 | -196.9891 | -16.9891 | -16.9891 | 0 | 0 | -63.2664 | -117.9249
1980000 |  | 2.1172 | 1.0789 | 7.6162e-05 | 0.0055917 | -3.136 | 4.2447 |  | 0.0043309 | -1.5708 | 246.328 | 1.5667 | 103.7018 | 1.5612 | 0.51076 | -1.0347 | 0.13335 | -1.4371 | -45.7518 | -170.273 | 9.727 |  | 1 | 246.326 | -0.17161 | 0.02309 | 183.971 | -1410.627 |  | 10000 | 16832.2764 | 1 | 103.697 | 163.2365 | -94.8606 |  | 2.5508e-05 | -5.0505 | -7124.3742 | -929.1822 | 3.2713 | -142.2606 | -2354.6884 | 4.652 | 3.0457 | 9.6737 | -1.3808 | -259.1119 | -53.6196 | -196.9773 | -16.9773 | -16.9773 | 0 | 0 | -63.2933 | -117.8654
1985000 |  | 2.1213 | 1.0799 | 7.5778e-05 | 0.0055777 | -3.136 | 4.2447 |  | 0.00432 | -1.5708 | 246.9501 | 1.5667 | 103.9637 | 1.5612 | 0.50981 | -1.0358 | 0.13302 | -1.4374 | -45.7944 | -170.2942 | 9.7058 |  | 1 | 246.948 | -0.17248 | 0.023148 | 183.0617 | -1407.1958 |  | 10000 | 16874.7822 | 1 | 103.9589 | 163.2319 | -94.6217 |  | 2.5379e-05 | -5.0378 | -7089.1431 | -922.2609 | 3.271 | -140.713 | -2348.8489 | 4.6526 | 3.0381 | 9.6521 | -1.3816 | -259.1594 | -53.668 | -196.9655 | -16.9655 | -16.9655 | 0 | 0 | -63.3201 | -117.8061
1990000 |  | 2.1255 | 1.081 | 7.5398e-05 | 0.0055636 | -3.136 | 4.2447 |  | 0.0043091 | -1.5708 | 247.5721 | 1.5668 | 104.2255 | 1.5612 | 0.50886 | -1.0369 | 0.13269 | -1.4377 | -45.8369 | -170.3153 | 9.6847 |  | 1 | 247.5701 | -0.17335 | 0.023207 | 182.1591 | -1403.781 |  | 10000 | 16917.2879 | 1 | 104.2207 | 163.2273 | -94.384 |  | 2.5252e-05 | -5.0251 | -7054.1712 | -915.4079 | 3.2706 | -139.1771 | -2343.038 | 4.6531 | 3.0306 | 9.6306 | -1.3824 | -259.2068 | -53.7162 | -196.9537 | -16.9537 | -16.9537 | 0 | 0 | -63.3468 | -117.747
1995000 |  | 2.1296 | 1.082 | 7.5021e-05 | 0.0055497 | -3.136 | 4.2447 |  | 0.0042983 | -1.5708 | 248.1941 | 1.5668 | 104.4874 | 1.5612 | 0.50791 | -1.038 | 0.13236 | -1.438 | -45.8793 | -170.3364 | 9.6636 |  | 1 | 248.1921 | -0.17422 | 0.023265 | 181.2632 | -1400.3824 |  | 10000 | 16959.7937 | 1 | 104.4826 | 163.2228 | -94.1475 |  | 2.5125e-05 | -5.0125 | -7019.456 | -908.6225 | 3.2703 | -137.6529 | -2337.2555 | 4.6536 | 3.0231 | 9.6091 | -1.3832 | -259.2539 | -53.7643 | -196.942 | -16.942 | -16.942 | 0 | 0 | -63.3734 | -117.6881
2000000 |  | 2.1338 | 1.083 | 7.4646e-05 | 0.0055358 | -3.1361 | 4.2447 |  | 0.0042876 | -1.5708 | 248.8161 | 1.5668 | 104.7492 | 1.5612 | 0.50697 | -1.0391 | 0.13204 | -1.4384 | -45.9215 | -170.3573 | 9.6427 |  | 1 | 248.8141 | -0.17509 | 0.023323 | 180.3738 | -1396.9999 |  | 10000 | 17002.2994 | 1 | 104.7445 | 163.2183 | -93.9122 |  | 2.5e-05 | -5 | -6984.995 | -901.9037 | 3.27 | -136.1403 | -2331.5013 | 4.6541 | 3.0157 | 9.5876 | -1.3841 | -259.3009 | -53.8123 | -196.9304 | -16.9304 | -16.9304 | 0 | 0 | -63.3999 | -117.6295
2250000 |  | 2.3445 | 1.1302 | 5.8979e-05 | 0.0049207 | -3.1367 | 4.2447 |  | 0.0038112 | -1.5708 | 279.9177 | 1.5672 | 117.8418 | 1.5623 | 0.46331 | -1.0891 | 0.11758 | -1.4529 | -47.9161 | -171.3028 | 8.6972 |  | 1 | 279.9159 | -0.2216 | 0.026239 | 143.0409 | -1246.198 |  | 10000 | 19127.5868 | 1 | 117.8375 | 163.0301 | -83.4791 |  | 1.9753e-05 | -4.4444 | -5538.655 | -635.762 | 3.2559 | -73.0151 | -2075.7679 | 4.6772 | 2.6841 | 8.576 | -1.4213 | -261.4373 | -56.0521 | -196.4026 | -16.4026 | -16.4026 | 0 | 0 | -64.628 | -114.9652
2500000 |  | 2.5596 | 1.1694 | 4.7772e-05 | 0.0044286 | -3.1372 | 4.2447 |  | 0.0034301 | -1.5708 | 311.0193 | 1.5676 | 130.9344 | 1.5632 | 0.42575 | -1.131 | 0.10596 | -1.4646 | -49.707 | -172.0843 | 7.9157 |  | 1 | 311.0177 | -0.27359 | 0.029154 | 116.1683 | -1124.4418 |  | 10000 | 21252.8743 | 1 | 130.9306 | 162.8955 | -75.1322 |  | 1.6e-05 | -4 | -4497.7654 | -464.6912 | 3.2445 | -28.0183 | -1870.3468 | 4.6974 | 2.4173 | 7.6666 | -1.4529 | -263.2431 | -58.0294 | -195.9864 | -15.9864 | -15.9864 | 0 | 0 | -65.696 | -112.7433
2750000 |  | 2.778 | 1.2026 | 3.9481e-05 | 0.0040259 | -3.1376 | 4.2447 |  | 0.0031182 | -1.5708 | 342.1209 | 1.5679 | 144.0271 | 1.5639 | 0.39328 | -1.1666 | 0.096424 | -1.4742 | -51.3321 | -172.7407 | 7.2593 |  | 1 | 342.1194 | -0.33104 | 0.032069 | 96.1943 | -1024.1548 |  | 10000 | 23378.1617 | 1 | 144.0236 | 162.7959 | -68.3027 |  | 1.3223e-05 | -3.6364 | -3724.1981 | -349.811 | 3.2352 | 5.1897 | -1701.7735 | -1.5677 | 2.198 | 6.8407 | 4.803 | 95.1913 | -59.7998 | 164.3238 | 344.3238 | -15.6762 | 0 | 0 | -66.6405 | -110.8674
3000000 |  | 2.9991 | 1.2308 | 3.3175e-05 | 0.0036904 | -3.1379 | 4.2447 |  | 0.0028584 | -1.5708 | 373.2225 | 1.5681 | 157.1199 | 1.5644 | 0.36504 | -1.1971 | 0.088454 | -1.4822 | -52.8195 | -173.2993 | 6.7007 |  | 1 | 373.2212 | -0.39396 | 0.034985 | 80.9502 | -940.1623 |  | 10000 | 25503.4491 | 1 | 157.1167 | 162.7202 | -62.6113 |  | 1.1111e-05 | -3.3333 | -3133.8734 | -269.8443 | 3.2275 | 30.3986 | -1560.9801 | -1.5513 | 2.0147 | 6.0841 | 4.7788 | 93.8057 | -61.4031 | 164.5396 | 344.5396 | -15.4604 | 0 | 0 | -67.4872 | -109.2661
3250000 |  | 3.2222 | 1.2552 | 2.8267e-05 | 0.0034065 | -3.1382 | 4.2447 |  | 0.0026385 | -1.5708 | 404.3242 | 1.5683 | 170.2127 | 1.5649 | 0.34034 | -1.2235 | 0.081697 | -1.489 | -54.1906 | -173.7801 | 6.2199 |  | 1 | 404.323 | -0.46236 | 0.0379 | 69.0552 | -868.8172 |  | 10000 | 27628.7366 | 1 | 170.2098 | 162.6612 | -57.7954 |  | 9.4675e-06 | -3.0769 | -2673.2829 | -212.4858 | 3.2209 | 49.9879 | -1441.6406 | -1.5361 | 1.8591 | 5.3859 | 4.757 | 92.5587 | -62.8686 | 164.6735 | 344.6735 | -15.3265 | 0 | 0 | -68.2545 | -107.8852
3500000 |  | 3.4469 | 1.2765 | 2.4373e-05 | 0.0031632 | -3.1384 | 4.2447 |  | 0.00245 | -1.5708 | 435.4259 | 1.5685 | 183.3055 | 1.5653 | 0.31858 | -1.2466 | 0.075897 | -1.4948 | -55.4622 | -174.198 | 5.802 |  | 1 | 435.4247 | -0.53623 | 0.040816 | 59.5973 | -807.4787 |  | 10000 | 29754.024 | 1 | 183.3028 | 162.6145 | -53.6674 |  | 8.1633e-06 | -2.8571 | -2307.0815 | -170.2846 | 3.2153 | 65.5133 | -1339.2099 | -1.5219 | 1.7253 | 4.7375 | 4.7372 | 91.4207 | -64.2187 | 164.7371 | 344.7371 | -15.2629 | 0 | 0 | -68.9562 | -106.6836
3750000 |  | 3.673 | 1.2951 | 2.1232e-05 | 0.0029523 | -3.1386 | 4.2447 |  | 0.0022867 | -1.5708 | 466.5276 | 1.5687 | 196.3984 | 1.5657 | 0.2993 | -1.2668 | 0.070863 | -1.4999 | -56.6477 | -174.5645 | 5.4355 |  | 1 | 466.5265 | -0.61557 | 0.043731 | 51.9544 | -754.1897 |  | 10000 | 31879.3114 | 1 | 196.3959 | 162.5767 | -50.0898 |  | 7.1111e-06 | -2.6667 | -2011.1723 | -138.5505 | 3.2104 | 78.0266 | -1250.3394 | -1.5085 | 1.6092 | 4.1321 | 4.7188 | 90.37 | -65.4708 | 164.7407 | 344.7407 | -15.2593 | 0 | 0 | -69.6029 | -105.6293
4000000 |  | 3.9003 | 1.3115 | 1.8661e-05 | 0.0027678 | -3.1388 | 4.2447 |  | 0.0021438 | -1.5708 | 497.6293 | 1.5688 | 209.4913 | 1.566 | 0.28213 | -1.2848 | 0.066454 | -1.5043 | -57.758 | -174.8883 | 5.1117 |  | 1 | 497.6283 | -0.70038 | 0.046646 | 45.6909 | -707.4701 |  | 10000 | 34004.5988 | 1 | 209.4889 | 162.5459 | -46.9593 |  | 6.25e-06 | -2.5 | -1768.6748 | -114.2316 | 3.2061 | 88.2599 | -1172.5085 | -1.4957 | 1.5073 | 3.5642 | 4.7018 | 89.3906 | -66.6384 | 164.6931 | 344.6931 | -15.3069 | 0 | 0 | -70.2026 | -104.6975
4250000 |  | 4.1285 | 1.3261 | 1.653e-05 | 0.002605 | -3.139 | 4.2447 |  | 0.0020177 | -1.5708 | 528.731 | 1.5689 | 222.5842 | 1.5663 | 0.26675 | -1.3008 | 0.062561 | -1.5082 | -58.8021 | -175.1763 | 4.8237 |  | 1 | 528.73 | -0.79066 | 0.049562 | 40.494 | -666.1799 |  | 10000 | 36129.8863 | 1 | 222.582 | 162.5203 | -44.1971 |  | 5.5363e-06 | -2.3529 | -1567.482 | -95.2837 | 3.2023 | 96.7357 | -1103.7836 | -1.4834 | 1.4173 | 3.0292 | 4.6857 | 88.47 | -67.7328 | 164.6016 | 344.6016 | -15.3984 | 0 | 0 | -70.7619 | -103.8684
4500000 |  | 4.3574 | 1.3392 | 1.4744e-05 | 0.0024602 | -3.1391 | 4.2447 |  | 0.0019056 | -1.5708 | 559.8327 | 1.569 | 235.6772 | 1.5666 | 0.2529 | -1.3151 | 0.059098 | -1.5117 | -59.7873 | -175.4342 | 4.5658 |  | 1 | 559.8318 | -0.88642 | 0.052477 | 36.1349 | -629.428 |  | 10000 | 38255.1737 | 1 | 235.6751 | 162.4988 | -41.7418 |  | 4.9383e-06 | -2.2222 | -1398.7287 | -80.3029 | 3.1989 | 103.8348 | -1042.6574 | -1.4715 | 1.3371 | 2.5233 | 4.6705 | 87.5987 | -68.7628 | 164.4725 | 344.4725 | -15.5275 | 0 | 0 | -71.286 | -103.1262
4750000 |  | 4.5871 | 1.351 | 1.3233e-05 | 0.0023307 | -3.1393 | 4.2447 |  | 0.0018053 | -1.5708 | 590.9344 | 1.5691 | 248.7701 | 1.5668 | 0.24038 | -1.328 | 0.055998 | -1.5148 | -60.72 | -175.6662 | 4.3338 |  | 1 | 590.9336 | -0.98764 | 0.055393 | 32.4429 | -596.5073 |  | 10000 | 40380.4611 | 1 | 248.7681 | 162.4807 | -39.5449 |  | 4.4321e-06 | -2.1053 | -1255.8046 | -68.3036 | 3.1959 | 109.8401 | -987.9373 | -1.4601 | 1.2652 | 2.0433 | 4.656 | 86.7691 | -69.7358 | 164.3109 | 344.3109 | -15.6891 | 0 | 0 | -71.7792 | -102.4582
5000000 |  | 4.8173 | 1.3617 | 1.1943e-05 | 0.0022142 | -3.1394 | 4.2447 |  | 0.001715 | -1.5708 | 622.0361 | 1.5692 | 261.8631 | 1.567 | 0.22901 | -1.3397 | 0.053206 | -1.5176 | -61.6054 | -175.8762 | 4.1238 |  | 1 | 622.0353 | -1.0943 | 0.058308 | 29.2887 | -566.85 |  | 10000 | 42505.7486 | 1 | 261.8612 | 162.4652 | -37.5677 |  | 4e-06 | -2 | -1133.6998 | -58.5797 | 3.1932 | 114.9653 | -938.6676 | -1.4489 | 1.2004 | 1.5866 | 4.6421 | 85.9753 | -70.6582 | 164.1213 | 344.1213 | -15.8787 | 0 | 0 | -72.2449 | -101.8539
5100000 |  | 4.9096 | 1.3657 | 1.1479e-05 | 0.0021708 | -3.1394 | 4.2447 |  | 0.0016814 | -1.5708 | 634.4768 | 1.5692 | 267.1003 | 1.5671 | 0.22475 | -1.3441 | 0.052165 | -1.5186 | -61.9473 | -175.9546 | 4.0454 |  | 1 | 634.4761 | -1.1386 | 0.059474 | 28.1545 | -555.7945 |  | 10000 | 43355.8635 | 2 | 267.0984 | 162.5929 | -36.2219 |  | 3.8447e-06 | -1.9608 | -1089.7931 | -55.207 | 3.1922 | 118.1693 | -919.965 | -1.443 | 1.1765 | 1.4115 | 4.6353 | 85.5805 | -71.0126 | 163.9524 | 343.9524 | -16.0476 | 0 | 0 | -72.4242 | -101.6281
5200000 |  | 5.0019 | 1.3695 | 1.1042e-05 | 0.002129 | -3.1395 | 4.2447 |  | 0.0016491 | -1.5708 | 646.9175 | 1.5693 | 272.3375 | 1.5671 | 0.22064 | -1.3483 | 0.051165 | -1.5196 | -62.2827 | -176.0302 | 3.9698 |  | 1 | 646.9168 | -1.1836 | 0.06064 | 27.0848 | -545.161 |  | 10000 | 44205.9785 | 3 | 272.3356 | 162.7064 | -34.9271 |  | 3.6982e-06 | -1.9231 | -1048.3864 | -52.0883 | 3.1912 | 121.1611 | -901.9499 | -1.4373 | 1.1534 | 1.2398 | 4.6285 | 85.1935 | -71.3599 | 163.7829 | 343.7829 | -16.2171 | 0 | 0 | -72.5997 | -101.4106
5300000 |  | 5.0942 | 1.3732 | 1.0629e-05 | 0.0020889 | -3.1395 | 4.2447 |  | 0.001618 | -1.5708 | 659.3582 | 1.5693 | 277.5746 | 1.5672 | 0.21667 | -1.3524 | 0.050202 | -1.5206 | -62.6118 | -176.103 | 3.897 |  | 1 | 659.3575 | -1.2296 | 0.061806 | 26.075 | -534.9257 |  | 10000 | 45056.0935 | 4 | 277.5728 | 162.807 | -33.6804 |  | 3.56e-06 | -1.8868 | -1009.2936 | -49.2 | 3.1903 | 123.9575 | -884.5861 | -1.4316 | 1.1313 | 1.0714 | 4.6219 | 84.8138 | -71.7002 | 163.6129 | 343.6129 | -16.3871 | 0 | 0 | -72.7716 | -101.201
5400000 |  | 5.1867 | 1.3768 | 1.0239e-05 | 0.0020502 | -3.1395 | 4.2447 |  | 0.001588 | -1.5708 | 671.7989 | 1.5693 | 282.8118 | 1.5673 | 0.21284 | -1.3563 | 0.049275 | -1.5215 | -62.9347 | -176.1733 | 3.8267 |  | 1 | 671.7982 | -1.2764 | 0.062973 | 25.1205 | -525.0667 |  | 10000 | 45906.2084 | 5 | 282.8101 | 162.8959 | -32.4795 |  | 3.4294e-06 | -1.8519 | -972.3457 | -46.5212 | 3.1894 | 126.5736 | -867.8401 | -1.426 | 1.11 | 0.90614 | 4.6154 | 84.4412 | -72.034 | 163.4423 | 343.4423 | -16.5577 | 0 | 0 | -72.9401 | -100.9988
5500000 |  | 5.2792 | 1.3802 | 9.87e-06 | 0.0020129 | -3.1396 | 4.2447 |  | 0.0015591 | -1.5708 | 684.2396 | 1.5693 | 288.049 | 1.5673 | 0.20914 | -1.3601 | 0.048381 | -1.5224 | -63.2519 | -176.2411 | 3.7589 |  | 1 | 684.2389 | -1.3242 | 0.064139 | 24.2174 | -515.5638 |  | 10000 | 46756.3234 | 6 | 288.0473 | 162.9741 | -31.3218 |  | 3.3058e-06 | -1.8182 | -937.3886 | -44.0334 | 3.1885 | 129.0233 | -851.6805 | -1.4204 | 1.0894 | 0.74389 | 4.609 | 84.0751 | -72.3615 | 163.2713 | 343.2713 | -16.7287 | 0 | 0 | -73.1053 | -100.8038
5600000 |  | 5.3718 | 1.3835 | 9.5207e-06 | 0.001977 | -3.1396 | 4.2447 |  | 0.0015313 | -1.5708 | 696.6803 | 1.5694 | 293.2862 | 1.5674 | 0.20557 | -1.3638 | 0.047519 | -1.5233 | -63.5633 | -176.3065 | 3.6935 |  | 1 | 696.6796 | -1.3727 | 0.065305 | 23.3622 | -506.398 |  | 10000 | 47606.4384 | 7 | 293.2845 | 163.0426 | -30.2051 |  | 3.1888e-06 | -1.7857 | -904.282 | -41.7198 | 3.1877 | 131.3189 | -836.0778 | -1.415 | 1.0696 | 0.58454 | 4.6027 | 83.7153 | -72.6828 | 163.0999 | 343.0999 | -16.9001 | 0 | 0 | -73.2674 | -100.6154
5700000 |  | 5.4644 | 1.3868 | 9.1895e-06 | 0.0019423 | -3.1397 | 4.2447 |  | 0.0015044 | -1.5708 | 709.121 | 1.5694 | 298.5234 | 1.5674 | 0.20211 | -1.3673 | 0.046687 | -1.5241 | -63.8693 | -176.3697 | 3.6303 |  | 1 | 709.1203 | -1.4222 | 0.066471 | 22.5514 | -497.5517 |  | 10000 | 48456.5534 | 8 | 298.5217 | 163.1023 | -29.1275 |  | 3.0779e-06 | -1.7544 | -872.8977 | -39.5655 | 3.1869 | 133.472 | -821.0045 | -1.4096 | 1.0505 | 0.42798 | 4.5965 | 83.3614 | -72.9984 | 162.9279 | 342.9279 | -17.0721 | 0 | 0 | -73.4264 | -100.4334
5800000 |  | 5.5571 | 1.3899 | 8.8754e-06 | 0.0019088 | -3.1397 | 4.2447 |  | 0.0014785 | -1.5708 | 721.5617 | 1.5694 | 303.7606 | 1.5675 | 0.19877 | -1.3707 | 0.045884 | -1.5249 | -64.17 | -176.4309 | 3.5691 |  | 1 | 721.561 | -1.4725 | 0.067637 | 21.7821 | -489.0086 |  | 10000 | 49306.6683 | 9 | 303.759 | 163.1539 | -28.0868 |  | 2.9727e-06 | -1.7241 | -843.1181 | -37.5568 | 3.1861 | 135.4929 | -806.4348 | -1.4043 | 1.0321 | 0.27409 | 4.5904 | 83.0131 | -73.3083 | 162.7556 | 342.7556 | -17.2444 | 0 | 0 | -73.5824 | -100.2575
5900000 |  | 5.6498 | 1.3929 | 8.5771e-06 | 0.0018764 | -3.1397 | 4.2447 |  | 0.0014534 | -1.5708 | 734.0024 | 1.5694 | 308.9978 | 1.5676 | 0.19553 | -1.374 | 0.045108 | -1.5257 | -64.4656 | -176.49 | 3.51 |  | 1 | 734.0017 | -1.5238 | 0.068803 | 21.0515 | -480.7533 |  | 10000 | 50156.7833 | 10 | 308.9962 | 163.1981 | -27.0813 |  | 2.8727e-06 | -1.6949 | -814.836 | -35.6819 | 3.1854 | 137.3912 | -792.3444 | -1.3991 | 1.0142 | 0.12279 | 4.5845 | 82.6702 | -73.6128 | 162.5829 | 342.5829 | -17.4171 | 0 | 0 | -73.7356 | -100.0874
6000000 |  | 5.7426 | 1.3958 | 8.2935e-06 | 0.0018452 | -3.1397 | 4.2447 |  | 0.0014292 | -1.5708 | 746.4431 | 1.5695 | 314.235 | 1.5676 | 0.19239 | -1.3772 | 0.044357 | -1.5264 | -64.7563 | -176.5472 | 3.4528 |  | 1 | 746.4424 | -1.5759 | 0.06997 | 20.357 | -472.7716 |  | 10000 | 51006.8983 | 11 | 314.2334 | 163.2357 | -26.1093 |  | 2.7778e-06 | -1.6667 | -787.9525 | -33.9296 | 3.1846 | 139.1756 | -778.7108 | -1.3939 | 0.99701 | -0.026034 | 4.5786 | 82.3324 | -73.9121 | 162.4097 | 342.4097 | -17.5903 | 0 | 0 | -73.8861 | -99.9227
6100000 |  | 5.8354 | 1.3986 | 8.0238e-06 | 0.0018149 | -3.1398 | 4.2447 |  | 0.0014058 | -1.5708 | 758.8838 | 1.5695 | 319.4722 | 1.5677 | 0.18935 | -1.3803 | 0.043632 | -1.5272 | -65.0422 | -176.6026 | 3.3974 |  | 1 | 758.8831 | -1.6288 | 0.071136 | 19.6963 | -465.0501 |  | 10000 | 51857.0132 | 12 | 319.4706 | 163.2671 | -25.1691 |  | 2.6874e-06 | -1.6393 | -762.3771 | -32.2902 | 3.1839 | 140.8541 | -765.5125 | -1.3888 | 0.98034 | -0.17247 | 4.5728 | 81.9995 | -74.2064 | 162.2362 | 342.2362 | -17.7638 | 0 | 0 | -74.034 | -99.7633
6200000 |  | 5.9283 | 1.4013 | 7.7671e-06 | 0.0017856 | -3.1398 | 4.2447 |  | 0.0013831 | -1.5708 | 771.3245 | 1.5695 | 324.7094 | 1.5677 | 0.1864 | -1.3833 | 0.042929 | -1.5279 | -65.3235 | -176.6563 | 3.3437 |  | 1 | 771.3238 | -1.6827 | 0.072302 | 19.0672 | -457.5763 |  | 10000 | 52707.1282 | 13 | 324.7079 | 163.2929 | -24.2593 |  | 2.6015e-06 | -1.6129 | -738.0262 | -30.7547 | 3.1832 | 142.4339 | -752.7295 | -1.3838 | 0.96421 | -0.31659 | 4.567 | 81.6712 | -74.4959 | 162.0623 | 342.0623 | -17.9377 | 0 | 0 | -74.1793 | -99.6089
6300000 |  | 6.0212 | 1.4039 | 7.5225e-06 | 0.0017573 | -3.1398 | 4.2447 |  | 0.0013611 | -1.5708 | 783.7652 | 1.5695 | 329.9466 | 1.5678 | 0.18354 | -1.3862 | 0.042249 | -1.5285 | -65.6004 | -176.7083 | 3.2917 |  | 1 | 783.7645 | -1.7374 | 0.073468 | 18.4678 | -450.3385 |  | 10000 | 53557.2432 | 14 | 329.9451 | 163.3137 | -23.3785 |  | 2.5195e-06 | -1.5873 | -714.823 | -29.3151 | 3.1826 | 143.922 | -740.3429 | -1.3788 | 0.94858 | -0.45849 | 4.5614 | 81.3474 | -74.7806 | 161.8881 | 341.8881 | -18.1119 | 0 | 0 | -74.3221 | -99.4592
6400000 |  | 6.1142 | 1.4065 | 7.2892e-06 | 0.0017298 | -3.1399 | 4.2447 |  | 0.0013399 | -1.5708 | 796.2059 | 1.5695 | 335.1838 | 1.5678 | 0.18077 | -1.389 | 0.04159 | -1.5292 | -65.8729 | -176.7588 | 3.2412 |  | 1 | 796.2052 | -1.793 | 0.074634 | 17.8962 | -443.3258 |  | 10000 | 54407.3581 | 15 | 335.1823 | 163.3297 | -22.5252 |  | 2.4414e-06 | -1.5625 | -692.6965 | -27.9638 | 3.1819 | 145.3243 | -728.3349 | -1.3739 | 0.93344 | -0.59824 | 4.5558 | 81.0277 | -75.0609 | 161.7136 | 341.7136 | -18.2864 | 0 | 0 | -74.4627 | -99.3141
6500000 |  | 6.2072 | 1.409 | 7.0667e-06 | 0.0017032 | -3.1399 | 4.2447 |  | 0.0013193 | -1.5708 | 808.6466 | 1.5696 | 340.421 | 1.5679 | 0.17808 | -1.3918 | 0.040951 | -1.5298 | -66.1412 | -176.8077 | 3.1923 |  | 1 | 808.6459 | -1.8494 | 0.0758 | 17.3507 | -436.5277 |  | 10000 | 55257.4731 | 16 | 340.4195 | 163.3415 | -21.6983 |  | 2.3669e-06 | -1.5385 | -671.5811 | -26.6943 | 3.1813 | 146.6467 | -716.6887 | -1.369 | 0.91876 | -0.73591 | 4.5503 | 80.7122 | -75.3368 | 161.5388 | 341.5388 | -18.4612 | 0 | 0 | -74.6009 | -99.1734
6600000 |  | 6.3002 | 1.4114 | 6.8542e-06 | 0.0016774 | -3.1399 | 4.2447 |  | 0.0012993 | -1.5708 | 821.0873 | 1.5696 | 345.6582 | 1.5679 | 0.17546 | -1.3944 | 0.040332 | -1.5305 | -66.4055 | -176.8552 | 3.1448 |  | 1 | 821.0867 | -1.9068 | 0.076967 | 16.8297 | -429.9347 |  | 10000 | 56107.5881 | 17 | 345.6567 | 163.3494 | -20.8966 |  | 2.2957e-06 | -1.5152 | -651.4162 | -25.5005 | 3.1807 | 147.8944 | -705.3886 | -1.3641 | 0.90453 | -0.87158 | 4.5448 | 80.4004 | -75.6085 | 161.3637 | 341.3637 | -18.6363 | 0 | 0 | -74.7369 | -99.0368
6700000 |  | 6.3933 | 1.4137 | 6.6511e-06 | 0.0016524 | -3.1399 | 4.2447 |  | 0.0012799 | -1.5708 | 833.528 | 1.5696 | 350.8954 | 1.5679 | 0.17292 | -1.397 | 0.039731 | -1.5311 | -66.6658 | -176.9013 | 3.0987 |  | 1 | 833.5274 | -1.965 | 0.078133 | 16.3319 | -423.5376 |  | 10000 | 56957.7031 | 18 | 350.894 | 163.3537 | -20.119 |  | 2.2277e-06 | -1.4925 | -632.1456 | -24.3769 | 3.1801 | 149.0723 | -694.4197 | -1.3593 | 0.89071 | -1.0053 | 4.5395 | 80.0924 | -75.876 | 161.1883 | 341.1883 | -18.8117 | 0 | 0 | -74.8707 | -98.9041
6800000 |  | 6.4864 | 1.416 | 6.4569e-06 | 0.0016281 | -3.14 | 4.2447 |  | 0.0012611 | -1.5708 | 845.9687 | 1.5696 | 356.1326 | 1.568 | 0.17046 | -1.3995 | 0.039147 | -1.5316 | -66.9223 | -176.9461 | 3.0539 |  | 1 | 845.9681 | -2.0241 | 0.079299 | 15.8558 | -417.3277 |  | 10000 | 57807.818 | 19 | 356.1312 | 163.3548 | -19.3644 |  | 2.1626e-06 | -1.4706 | -613.7172 | -23.3182 | 3.1796 | 150.1848 | -683.7677 | -1.3546 | 0.87729 | -1.1372 | 4.5342 | 79.788 | -76.1397 | 161.0127 | 341.0127 | -18.9873 | 0 | 0 | -75.0025 | -98.7753
6900000 |  | 6.5795 | 1.4182 | 6.2711e-06 | 0.0016045 | -3.14 | 4.2447 |  | 0.0012428 | -1.5708 | 858.4094 | 1.5696 | 361.3698 | 1.568 | 0.16806 | -1.4019 | 0.038581 | -1.5322 | -67.175 | -176.9896 | 3.0104 |  | 1 | 858.4088 | -2.0841 | 0.080465 | 15.4002 | -411.2971 |  | 10000 | 58657.933 | 20 | 361.3684 | 163.3529 | -18.6318 |  | 2.1004e-06 | -1.4493 | -596.0827 | -22.32 | 3.179 | 151.2361 | -673.4196 | -1.3499 | 0.86425 | -1.2672 | 4.5289 | 79.487 | -76.3995 | 160.8368 | 340.8368 | -19.1632 | 0 | 0 | -75.1323 | -98.6501
7000000 |  | 6.6727 | 1.4204 | 6.0932e-06 | 0.0015816 | -3.14 | 4.2447 |  | 0.001225 | -1.5708 | 870.8501 | 1.5696 | 366.607 | 1.5681 | 0.16572 | -1.4043 | 0.038031 | -1.5328 | -67.4242 | -177.0319 | 2.9681 |  | 1 | 870.8495 | -2.1449 | 0.081631 | 14.964 | -405.438 |  | 10000 | 59508.048 | 21 | 366.6056 | 163.3482 | -17.9203 |  | 2.0408e-06 | -1.4286 | -579.1971 | -21.3779 | 3.1785 | 152.2299 | -663.3625 | -1.3452 | 0.85158 | -1.3955 | 4.5237 | 79.1892 | -76.6556 | 160.6608 | 340.6608 | -19.3392 | 0 | 0 | -75.2601 | -98.5284
7100000 |  | 6.7659 | 1.4225 | 5.9228e-06 | 0.0015593 | -3.14 | 4.2447 |  | 0.0012078 | -1.5708 | 883.2908 | 1.5697 | 371.8442 | 1.5681 | 0.16345 | -1.4066 | 0.037496 | -1.5333 | -67.6698 | -177.073 | 2.927 |  | 1 | 883.2902 | -2.2066 | 0.082797 | 14.546 | -399.7433 |  | 10000 | 60358.1629 | 22 | 371.8429 | 163.341 | -17.229 |  | 1.9837e-06 | -1.4085 | -563.0187 | -20.4881 | 3.178 | 153.17 | -653.5847 | -1.3406 | 0.83926 | -1.522 | 4.5186 | 78.8946 | -76.9081 | 160.4845 | 340.4845 | -19.5155 | 0 | 0 | -75.3861 | -98.4101
7200000 |  | 6.8591 | 1.4245 | 5.7594e-06 | 0.0015376 | -3.1401 | 4.2447 |  | 0.001191 | -1.5708 | 895.7315 | 1.5697 | 377.0814 | 1.5681 | 0.16124 | -1.4089 | 0.036976 | -1.5338 | -67.912 | -177.1131 | 2.8869 |  | 1 | 895.7309 | -2.2692 | 0.083963 | 14.1453 | -394.2061 |  | 10000 | 61208.2779 | 23 | 377.0801 | 163.3316 | -16.5572 |  | 1.929e-06 | -1.3889 | -547.5085 | -19.647 | 3.1775 | 154.0595 | -644.0748 | -1.336 | 0.82728 | -1.647 | 4.5135 | 78.603 | -77.1571 | 160.308 | 340.308 | -19.692 | 0 | 0 | -75.5102 | -98.295
7300000 |  | 6.9524 | 1.4265 | 5.6027e-06 | 0.0015166 | -3.1401 | 4.2447 |  | 0.0011747 | -1.5708 | 908.1722 | 1.5697 | 382.3186 | 1.5682 | 0.15909 | -1.411 | 0.03647 | -1.5343 | -68.1509 | -177.152 | 2.848 |  | 1 | 908.1716 | -2.3327 | 0.08513 | 13.7609 | -388.8201 |  | 10000 | 62058.3929 | 24 | 382.3173 | 163.3201 | -15.9039 |  | 1.8765e-06 | -1.3699 | -532.6302 | -18.8513 | 3.177 | 154.9016 | -634.8222 | -1.3315 | 0.81562 | -1.7703 | 4.5084 | 78.3144 | -77.4027 | 160.1314 | 340.1314 | -19.8686 | 0 | 0 | -75.6325 | -98.183
7400000 |  | 7.0457 | 1.4284 | 5.4523e-06 | 0.0014961 | -3.1401 | 4.2447 |  | 0.0011588 | -1.5708 | 920.6129 | 1.5697 | 387.5558 | 1.5682 | 0.15699 | -1.4132 | 0.035978 | -1.5348 | -68.3866 | -177.1899 | 2.8101 |  | 1 | 920.6123 | -2.397 | 0.086296 | 13.392 | -383.579 |  | 10000 | 62908.5079 | 25 | 387.5545 | 163.3066 | -15.2684 |  | 1.8262e-06 | -1.3514 | -518.35 | -18.098 | 3.1765 | 155.699 | -625.8166 | -1.327 | 0.80426 | -1.892 | 4.5034 | 78.0285 | -77.6451 | 159.9546 | 339.9546 | -20.0454 | 0 | 0 | -75.7531 | -98.0739
7500000 |  | 7.139 | 1.4303 | 5.3079e-06 | 0.0014761 | -3.1401 | 4.2447 |  | 0.0011434 | -1.5708 | 933.0536 | 1.5697 | 392.793 | 1.5683 | 0.15495 | -1.4152 | 0.035498 | -1.5353 | -68.6191 | -177.2269 | 2.7731 |  | 1 | 933.053 | -2.4623 | 0.087462 | 13.0377 | -378.4772 |  | 10000 | 63758.6228 | 26 | 392.7918 | 163.2914 | -14.6501 |  | 1.7778e-06 | -1.3333 | -504.6363 | -17.3843 | 3.176 | 156.4544 | -617.0485 | -1.3225 | 0.79321 | -2.0123 | 4.4985 | 77.7453 | -77.8842 | 159.7777 | 339.7777 | -20.2223 | 0 | 0 | -75.872 | -97.9677
7600000 |  | 7.2323 | 1.4321 | 5.1691e-06 | 0.0014567 | -3.1401 | 4.2447 |  | 0.0011283 | -1.5708 | 945.4943 | 1.5697 | 398.0302 | 1.5683 | 0.15296 | -1.4172 | 0.035032 | -1.5358 | -68.8485 | -177.2629 | 2.7371 |  | 1 | 945.4937 | -2.5284 | 0.088628 | 12.6973 | -373.5092 |  | 10000 | 64608.7378 | 27 | 398.029 | 163.2746 | -14.0482 |  | 1.7313e-06 | -1.3158 | -491.4595 | -16.7076 | 3.1756 | 157.1704 | -608.5088 | -1.318 | 0.78243 | -2.131 | 4.4936 | 77.4648 | -78.1203 | 159.6006 | 339.6006 | -20.3994 | 0 | 0 | -75.9893 | -97.8642
7700000 |  | 7.3257 | 1.4339 | 5.0357e-06 | 0.0014378 | -3.1402 | 4.2447 |  | 0.0011137 | -1.5708 | 957.935 | 1.5698 | 403.2674 | 1.5683 | 0.15102 | -1.4192 | 0.034578 | -1.5362 | -69.075 | -177.2979 | 2.7021 |  | 1 | 957.9344 | -2.5953 | 0.089794 | 12.37 | -368.6698 |  | 10000 | 65458.8528 | 28 | 403.2662 | 163.2564 | -13.4621 |  | 1.6866e-06 | -1.2987 | -478.7919 | -16.0656 | 3.1751 | 157.8491 | -600.1886 | -1.3136 | 0.77193 | -2.2484 | 4.4888 | 77.1868 | -78.3533 | 159.4234 | 339.4234 | -20.5766 | 0 | 0 | -76.1049 | -97.7634
7800000 |  | 7.419 | 1.4356 | 4.9074e-06 | 0.0014194 | -3.1402 | 4.2447 |  | 0.0010994 | -1.5708 | 970.3757 | 1.5698 | 408.5047 | 1.5683 | 0.14912 | -1.4211 | 0.034135 | -1.5367 | -69.2986 | -177.3321 | 2.6679 |  | 1 | 970.3751 | -2.6632 | 0.09096 | 12.0552 | -363.954 |  | 10000 | 66308.9677 | 29 | 408.5034 | 163.2369 | -12.8913 |  | 1.6437e-06 | -1.2821 | -466.6076 | -15.456 | 3.1747 | 158.4927 | -592.0799 | -1.3092 | 0.7617 | -2.3644 | 4.4839 | 76.9112 | -78.5835 | 159.2461 | 339.2461 | -20.7539 | 0 | 0 | -76.2191 | -97.6651
7900000 |  | 7.5124 | 1.4373 | 4.784e-06 | 0.0014014 | -3.1402 | 4.2447 |  | 0.0010855 | -1.5708 | 982.8164 | 1.5698 | 413.7419 | 1.5684 | 0.14728 | -1.423 | 0.033703 | -1.5371 | -69.5193 | -177.3654 | 2.6346 |  | 1 | 982.8158 | -2.7319 | 0.092127 | 11.7523 | -359.3572 |  | 10000 | 67159.0827 | 30 | 413.7407 | 163.2161 | -12.3351 |  | 1.6023e-06 | -1.2658 | -454.8825 | -14.8769 | 3.1743 | 159.1032 | -584.1747 | -1.3049 | 0.75171 | -2.479 | 4.4792 | 76.6379 | -78.8107 | 159.0687 | 339.0687 | -20.9313 | 0 | 0 | -76.3317 | -97.5692
8000000 |  | 7.6058 | 1.4389 | 4.6651e-06 | 0.0013839 | -3.1402 | 4.2447 |  | 0.0010719 | -1.5708 | 995.2571 | 1.5698 | 418.9791 | 1.5684 | 0.14547 | -1.4248 | 0.033282 | -1.5375 | -69.7373 | -177.398 | 2.602 |  | 1 | 995.2566 | -2.8015 | 0.093293 | 11.4607 | -354.8749 |  | 10000 | 68009.1977 | 31 | 418.9779 | 163.1942 | -11.7929 |  | 1.5625e-06 | -1.25 | -443.5936 | -14.3264 | 3.1739 | 159.6825 | -576.4656 | -1.3006 | 0.74197 | -2.5923 | 4.4744 | 76.3669 | -79.0352 | 158.8912 | 338.8912 | -21.1088 | 0 | 0 | -76.4429 | -97.4757
8100000 |  | 7.6993 | 1.4405 | 4.5506e-06 | 0.0013668 | -3.1402 | 4.2447 |  | 0.0010587 | -1.5708 | 1007.6978 | 1.5698 | 424.2163 | 1.5684 | 0.14372 | -1.4266 | 0.032872 | -1.5379 | -69.9525 | -177.4297 | 2.5703 |  | 1 | 1007.6973 | -2.872 | 0.094459 | 11.1797 | -350.503 |  | 10000 | 68859.3127 | 32 | 424.2151 | 163.1714 | -11.2644 |  | 1.5242e-06 | -1.2346 | -432.7197 | -13.8027 | 3.1735 | 160.2324 | -568.9453 | -1.2963 | 0.73246 | -2.7043 | 4.4698 | 76.0981 | -79.257 | 158.7137 | 338.7137 | -21.2863 | 0 | 0 | -76.5526 | -97.3845
8200000 |  | 7.7927 | 1.4421 | 4.4403e-06 | 0.0013501 | -3.1402 | 4.2447 |  | 0.0010458 | -1.5708 | 1020.1385 | 1.5698 | 429.4535 | 1.5685 | 0.142 | -1.4283 | 0.032471 | -1.5383 | -70.1652 | -177.4607 | 2.5393 |  | 1 | 1020.138 | -2.9433 | 0.095625 | 10.909 | -346.2374 |  | 10000 | 69709.4276 | 33 | 429.4523 | 163.1477 | -10.7489 |  | 1.4872e-06 | -1.2195 | -422.2407 | -13.3042 | 3.1731 | 160.7544 | -561.6073 | -1.292 | 0.72317 | -2.8151 | 4.4651 | 75.8315 | -79.4761 | 158.5361 | 338.5361 | -21.4639 | 0 | 0 | -76.661 | -97.2954
8300000 |  | 7.8862 | 1.4437 | 4.334e-06 | 0.0013339 | -3.1403 | 4.2447 |  | 0.0010332 | -1.5708 | 1032.5792 | 1.5698 | 434.6907 | 1.5685 | 0.14032 | -1.43 | 0.032081 | -1.5387 | -70.3753 | -177.4909 | 2.5091 |  | 1 | 1032.5787 | -3.0156 | 0.096791 | 10.648 | -342.0742 |  | 10000 | 70559.5426 | 34 | 434.6895 | 163.1231 | -10.246 |  | 1.4516e-06 | -1.2048 | -412.1376 | -12.8294 | 3.1727 | 161.25 | -554.445 | -1.2878 | 0.71411 | -2.9247 | 4.4605 | 75.5669 | -79.6927 | 158.3584 | 338.3584 | -21.6416 | 0 | 0 | -76.768 | -97.2085
8400000 |  | 7.9797 | 1.4451 | 4.2314e-06 | 0.001318 | -3.1403 | 4.2447 |  | 0.0010209 | -1.5708 | 1045.0199 | 1.5698 | 439.9279 | 1.5685 | 0.13868 | -1.4317 | 0.031699 | -1.5391 | -70.5828 | -177.5204 | 2.4796 |  | 1 | 1045.0194 | -3.0887 | 0.097957 | 10.3962 | -338.0099 |  | 10000 | 71409.6576 | 35 | 439.9268 | 163.0978 | -9.7552 |  | 1.4172e-06 | -1.1905 | -402.3927 | -12.377 | 3.1723 | 161.7208 | -547.4522 | -1.2836 | 0.70525 | -3.0332 | 4.4559 | 75.3043 | -79.9068 | 158.1807 | 338.1807 | -21.8193 | 0 | 0 | -76.8737 | -97.1236
8500000 |  | 8.0732 | 1.4466 | 4.1324e-06 | 0.0013025 | -3.1403 | 4.2447 |  | 0.0010088 | -1.5708 | 1057.4606 | 1.5699 | 445.1651 | 1.5685 | 0.13708 | -1.4333 | 0.031327 | -1.5395 | -70.788 | -177.5493 | 2.4507 |  | 1 | 1057.4601 | -3.1626 | 0.099124 | 10.1533 | -334.0409 |  | 10000 | 72259.7725 | 36 | 445.164 | 163.0718 | -9.2762 |  | 1.3841e-06 | -1.1765 | -392.9893 | -11.9455 | 3.172 | 162.168 | -540.623 | -1.2794 | 0.69659 | -3.1404 | 4.4514 | 75.0437 | -80.1185 | 158.003 | 338.003 | -21.997 | 0 | 0 | -76.9781 | -97.0407
8600000 |  | 8.1668 | 1.448 | 4.0369e-06 | 0.0012873 | -3.1403 | 4.2447 |  | 0.00099711 | -1.5708 | 1069.9013 | 1.5699 | 450.4023 | 1.5686 | 0.13552 | -1.4349 | 0.030963 | -1.5398 | -70.9907 | -177.5775 | 2.4225 |  | 1 | 1069.9008 | -3.2375 | 0.10029 | 9.9188 | -330.164 |  | 10000 | 73109.8875 | 37 | 450.4012 | 163.0453 | -8.8084 |  | 1.3521e-06 | -1.1628 | -383.9116 | -11.5339 | 3.1716 | 162.5928 | -533.9519 | -1.2752 | 0.68813 | -3.2466 | 4.4468 | 74.7849 | -80.3278 | 157.8253 | 337.8253 | -22.1747 | 0 | 0 | -77.0812 | -96.9596
8700000 |  | 8.2603 | 1.4494 | 3.9446e-06 | 0.0012725 | -3.1403 | 4.2447 |  | 0.00098565 | -1.5708 | 1082.342 | 1.5699 | 455.6395 | 1.5686 | 0.13399 | -1.4364 | 0.030607 | -1.5402 | -71.1911 | -177.605 | 2.395 |  | 1 | 1082.3415 | -3.3132 | 0.10146 | 9.6923 | -326.3759 |  | 10000 | 73960.0025 | 38 | 455.6384 | 163.0182 | -8.3516 |  | 1.3212e-06 | -1.1494 | -375.1447 | -11.141 | 3.1713 | 162.9966 | -527.4334 | -1.2711 | 0.67985 | -3.3517 | 4.4424 | 74.528 | -80.5348 | 157.6475 | 337.6475 | -22.3525 | 0 | 0 | -77.1831 | -96.8804
8800000 |  | 8.3539 | 1.4508 | 3.8555e-06 | 0.0012581 | -3.1403 | 4.2447 |  | 0.00097445 | -1.5708 | 1094.7827 | 1.5699 | 460.8767 | 1.5686 | 0.13249 | -1.4379 | 0.03026 | -1.5405 | -71.3892 | -177.6319 | 2.3681 |  | 1 | 1094.7822 | -3.3898 | 0.10262 | 9.4735 | -322.6737 |  | 10000 | 74810.1175 | 39 | 460.8757 | 162.9907 | -7.9053 |  | 1.2913e-06 | -1.1364 | -366.6747 | -10.7657 | 3.1709 | 163.3803 | -521.0625 | -1.267 | 0.67176 | -3.4557 | 4.4379 | 74.2728 | -80.7395 | 157.4698 | 337.4698 | -22.5302 | 0 | 0 | -77.2838 | -96.803
8900000 |  | 8.4475 | 1.4521 | 3.7693e-06 | 0.0012439 | -3.1403 | 4.2447 |  | 0.0009635 | -1.5708 | 1107.2234 | 1.5699 | 466.114 | 1.5687 | 0.13103 | -1.4394 | 0.02992 | -1.5409 | -71.5851 | -177.6583 | 2.3417 |  | 1 | 1107.2229 | -3.4673 | 0.10379 | 9.262 | -319.0545 |  | 10000 | 75660.2324 | 40 | 466.1129 | 162.9627 | -7.4692 |  | 1.2625e-06 | -1.1236 | -358.4882 | -10.4071 | 3.1706 | 163.7451 | -514.8342 | -1.2629 | 0.66384 | -3.5587 | 4.4335 | 74.0194 | -80.942 | 157.2921 | 337.2921 | -22.7079 | 0 | 0 | -77.3833 | -96.7273
9000000 |  | 8.541 | 1.4534 | 3.686e-06 | 0.0012301 | -3.1404 | 4.2447 |  | 0.0009528 | -1.5708 | 1119.6641 | 1.5699 | 471.3512 | 1.5687 | 0.1296 | -1.4408 | 0.029588 | -1.5412 | -71.7788 | -177.684 | 2.316 |  | 1 | 1119.6636 | -3.5457 | 0.10495 | 9.0575 | -315.5155 |  | 10000 | 76510.3474 | 41 | 471.3501 | 162.9343 | -7.0429 |  | 1.2346e-06 | -1.1111 | -350.5728 | -10.0642 | 3.1703 | 164.0918 | -508.7438 | -1.2588 | 0.65609 | -3.6607 | 4.4291 | 73.7676 | -81.1424 | 157.1144 | 337.1144 | -22.8856 | 0 | 0 | -77.4817 | -96.6532
9100000 |  | 8.6346 | 1.4547 | 3.6054e-06 | 0.0012166 | -3.1404 | 4.2447 |  | 0.00094233 | -1.5708 | 1132.1048 | 1.5699 | 476.5884 | 1.5687 | 0.1282 | -1.4422 | 0.029263 | -1.5415 | -71.9704 | -177.7092 | 2.2908 |  | 1 | 1132.1043 | -3.6249 | 0.10612 | 8.8597 | -312.0541 |  | 10000 | 77360.4624 | 42 | 476.5873 | 162.9056 | -6.6262 |  | 1.2076e-06 | -1.0989 | -342.9166 | -9.7363 | 3.17 | 164.4215 | -502.7869 | -1.2547 | 0.64851 | -3.7617 | 4.4247 | 73.5175 | -81.3407 | 156.9368 | 336.9368 | -23.0632 | 0 | 0 | -77.579 | -96.5808
9200000 |  | 8.7283 | 1.456 | 3.5275e-06 | 0.0012034 | -3.1404 | 4.2447 |  | 0.00093208 | -1.5708 | 1144.5455 | 1.5699 | 481.8256 | 1.5687 | 0.12683 | -1.4436 | 0.028945 | -1.5418 | -72.1599 | -177.7339 | 2.2661 |  | 1 | 1144.545 | -3.705 | 0.10729 | 8.6683 | -308.6677 |  | 10000 | 78210.5773 | 43 | 481.8246 | 162.8767 | -6.2187 |  | 1.1815e-06 | -1.087 | -335.5084 | -9.4224 | 3.1697 | 164.7349 | -496.9591 | -1.2507 | 0.64108 | -3.8617 | 4.4204 | 73.269 | -81.5369 | 156.7591 | 336.7591 | -23.2409 | 0 | 0 | -77.6752 | -96.5099
9300000 |  | 8.8219 | 1.4572 | 3.452e-06 | 0.0011904 | -3.1404 | 4.2447 |  | 0.00092206 | -1.5708 | 1156.9862 | 1.5699 | 487.0628 | 1.5687 | 0.12549 | -1.445 | 0.028634 | -1.5422 | -72.3473 | -177.758 | 2.242 |  | 1 | 1156.9857 | -3.786 | 0.10845 | 8.483 | -305.354 |  | 10000 | 79060.6923 | 44 | 487.0618 | 162.8475 | -5.82 |  | 1.1562e-06 | -1.0753 | -328.3377 | -9.1219 | 3.1694 | 165.033 | -491.2564 | -1.2467 | 0.63381 | -3.9608 | 4.4161 | 73.0221 | -81.7311 | 156.5816 | 336.5816 | -23.4184 | 0 | 0 | -77.7703 | -96.4405
9400000 |  | 8.9156 | 1.4584 | 3.379e-06 | 0.0011778 | -3.1404 | 4.2447 |  | 0.00091225 | -1.5708 | 1169.4269 | 1.5699 | 492.3 | 1.5688 | 0.12417 | -1.4463 | 0.02833 | -1.5425 | -72.5328 | -177.7817 | 2.2183 |  | 1 | 1169.4264 | -3.8678 | 0.10962 | 8.3036 | -302.1107 |  | 10000 | 79910.8073 | 45 | 492.299 | 162.818 | -5.43 |  | 1.1317e-06 | -1.0638 | -321.3943 | -8.834 | 3.1691 | 165.3164 | -485.6748 | -1.2427 | 0.62669 | -4.059 | 4.4118 | 72.7767 | -81.9234 | 156.4041 | 336.4041 | -23.5959 | 0 | 0 | -77.8644 | -96.3726
9500000 |  | 9.0092 | 1.4596 | 3.3082e-06 | 0.0011654 | -3.1404 | 4.2447 |  | 0.00090265 | -1.5708 | 1181.8676 | 1.57 | 497.5372 | 1.5688 | 0.12288 | -1.4476 | 0.028032 | -1.5428 | -72.7163 | -177.8048 | 2.1952 |  | 1 | 1181.8672 | -3.9506 | 0.11079 | 8.1299 | -298.9354 |  | 10000 | 80760.9223 | 46 | 497.5362 | 162.7884 | -5.0483 |  | 1.108e-06 | -1.0526 | -314.6689 | -8.5581 | 3.1688 | 165.5859 | -480.2105 | -1.2387 | 0.61971 | -4.1563 | 4.4075 | 72.5327 | -82.1137 | 156.2267 | 336.2267 | -23.7733 | 0 | 0 | -77.9575 | -96.3061
9600000 |  | 9.1029 | 1.4607 | 3.2397e-06 | 0.0011532 | -3.1404 | 4.2447 |  | 0.00089325 | -1.5708 | 1194.3083 | 1.57 | 502.7744 | 1.5688 | 0.12162 | -1.4489 | 0.02774 | -1.5431 | -72.8979 | -177.8275 | 2.1725 |  | 1 | 1194.3079 | -4.0342 | 0.11195 | 7.9615 | -295.8262 |  | 10000 | 81611.0372 | 47 | 502.7735 | 162.7587 | -4.6748 |  | 1.0851e-06 | -1.0417 | -308.1523 | -8.2935 | 3.1685 | 165.8421 | -474.8598 | -1.2348 | 0.61287 | -4.2527 | 4.4033 | 72.2902 | -82.3022 | 156.0493 | 336.0493 | -23.9507 | 0 | 0 | -78.0495 | -96.2409
9700000 |  | 9.1966 | 1.4618 | 3.1732e-06 | 0.0011413 | -3.1405 | 4.2447 |  | 0.00088404 | -1.5708 | 1206.749 | 1.57 | 508.0117 | 1.5688 | 0.12039 | -1.4501 | 0.027454 | -1.5433 | -73.0776 | -177.8497 | 2.1503 |  | 1 | 1206.7486 | -4.1187 | 0.11312 | 7.7983 | -292.7809 |  | 10000 | 82461.1522 | 48 | 508.0107 | 162.7288 | -4.309 |  | 1.0628e-06 | -1.0309 | -301.836 | -8.0398 | 3.1682 | 166.0858 | -469.6194 | -1.2309 | 0.60616 | -4.3482 | 4.3991 | 72.0491 | -82.4889 | 155.872 | 335.872 | -24.128 | 0 | 0 | -78.1406 | -96.1771
9800000 |  | 9.2903 | 1.4629 | 3.1088e-06 | 0.0011297 | -3.1405 | 4.2447 |  | 0.00087502 | -1.5708 | 1219.1897 | 1.57 | 513.2489 | 1.5688 | 0.11918 | -1.4513 | 0.027174 | -1.5436 | -73.2555 | -177.8714 | 2.1286 |  | 1 | 1219.1893 | -4.204 | 0.11428 | 7.6401 | -289.7977 |  | 10000 | 83311.2672 | 49 | 513.2479 | 162.6989 | -3.9508 |  | 1.0412e-06 | -1.0204 | -295.7119 | -7.7963 | 3.168 | 166.3175 | -464.4858 | -1.227 | 0.59959 | -4.443 | 4.3949 | 71.8094 | -82.6737 | 155.6949 | 335.6949 | -24.3051 | 0 | 0 | -78.2307 | -96.1145
9900000 |  | 9.384 | 1.464 | 3.0463e-06 | 0.0011183 | -3.1405 | 4.2447 |  | 0.00086618 | -1.5708 | 1231.6304 | 1.57 | 518.4861 | 1.5689 | 0.11799 | -1.4525 | 0.0269 | -1.5439 | -73.4315 | -177.8928 | 2.1072 |  | 1 | 1231.63 | -4.2903 | 0.11545 | 7.4866 | -286.8746 |  | 10000 | 84161.3821 | 50 | 518.4851 | 162.6689 | -3.6 |  | 1.0203e-06 | -1.0101 | -289.7723 | -7.5626 | 3.1677 | 166.5378 | -459.4558 | -1.2231 | 0.59314 | -4.5369 | 4.3907 | 71.571 | -82.8568 | 155.5178 | 335.5178 | -24.4822 | 0 | 0 | -78.3199 | -96.0533
10000000 |  | 9.4777 | 1.4651 | 2.9857e-06 | 0.0011071 | -3.1405 | 4.2447 |  | 0.00085752 | -1.5708 | 1244.0711 | 1.57 | 523.7233 | 1.5689 | 0.11683 | -1.4537 | 0.026631 | -1.5442 | -73.6059 | -177.9137 | 2.0863 |  | 1 | 1244.0707 | -4.3774 | 0.11662 | 7.3378 | -284.0098 |  | 10000 | 85011.4971 | 51 | 523.7223 | 162.6388 | -3.2563 |  | 1e-06 | -1 | -284.0098 | -7.338 | 3.1674 | 166.7472 | -454.5264 | -1.2192 | 0.58681 | -4.63 | 4.3866 | 71.334 | -83.0382 | 155.3408 | 335.3408 | -24.6592 | 0 | 0 | -78.4082 | -95.9932
-180
-180
|  | Output Filter |  |  |  |  | Pwm |  | Compensation | [9 empty] | Design Output | [10 empty] | Z3 | [6 empty] | Ea Gain BW |  | Complex EA | [5 empty] | Actual EA Response |  |  |  | Actual Total System Response |  |  |  | phase margin | 0
|  | Esr zero |  | LC Double Pole |  |  |  |  | Origin Pole |  | Fz1 |  | Fz2 |  | Fp1 |  | Fp2 | [7 empty] | Den |  | Total |  |  | Num |  | Den |  | Total |  |  | A(s) |  | Num |  |  | Den
Frequency |  | Gain | Phase | Gain |  | Phase | Gain |  | Gain | Phase | Gain | Phase | Gain | Phase | Gain | Phase | Gain | Phase | Total Gain | Total Phase | Phase margin |  | Real | Imag | Real | Imag | Z1 Real | Z1 Imag |  | Real | Imag | Real | Imag | Z3 Real | Z3 Imag |  | Real | Imag | Real | Imag | Phase | Real | Imag | Phase | EAGain | Ea Gain (db) | Ea Phase |  | Total Gain | Total Phase | Total Phase Margin
1061032.9552 |  | 1.4142 | 0.7854 | 0.00026526 | 0.010437 | -3.1312 | 4.2447 |  | 0.0080819 | -1.5708 | 132.0038 | 1.5632 | 55.5777 | 1.5528 | 0.74256 | -0.73392 | 0.24352 | -1.3248 | -35.3539 | -163.8229 | 16.1771 |  | 1 | 132 | -0.04928 | 0.012373 | 613.5688 | -2524.5152 |  | 10000 | 9020 | 1 | 55.5687 | 165.5066 | -176.9791 |  | 8.8826e-05 | -9.4248 | -23792.9407 | -5782.9735 | 3.38 | -923.4225 | -4314.0139 | 4.5015 | 5.5501 | 14.886 | -1.1215 | -64.257 | -41.0732 | -198.659 | -18.659 | -18.659
17366.228 |  | 1.0001 | 0.016366 | 1.5529 | 1.5706 | -1.571 | 4.2447 |  | 0.49378 | -1.5708 | 2.3807 | 1.1373 | 1.3517 | 0.73804 | 0.99989 | -0.014762 | 0.99788 | -0.065095 | 20.3844 | -76.1989 | 103.8011 |  | 1 | 2.1605 | -1.3202e-05 | 0.00020252 | 10302.4425 | -5609.4207 |  | 10000 | 147.6329 | 1 | 0.90951 | 5546.325 | -4896.795 |  | 0.33158 | -575.8301 | -3226657.1795 | -5934316.3849 | 4.2144 | -2799066.8331 | -3214026.8104 | 3.9959 | 1.5849 | 4 | 0.21848 | 12.5181 | 20.3811 | -76.5545 | 103.4455 | 103.4455
8038.1284 |  | 1 | 0.0075756 | 1.1796 | -0.35928 | -0.35928 | 4.2447 |  | 1.0668 | -1.5708 | 1.4142 | 0.7854 | 1.085 | 0.39846 | 0.99998 | -0.0068332 | 0.99955 | -0.030163 | 18.2686 | -44.4409 | 135.5591 |  | 1 | 1 | -2.8283e-06 | 9.3737e-05 | 10336.8106 | -10979.99 |  | 10000 | 68.3333 | 1 | 0.42097 | 8519.0269 | -3517.9619 |  | 1.5477 | -1244.0688 | -13643864.1782 | -12876697.0797 | 3.8981 | -4339602.4107 | -10631188.3258 | 4.3248 | 1.6338 | 4.264 | -0.42677 | -24.4519 | 18.2562 | -44.603 | 135.397 | 135.397
19094.087 |  | 1.0002 | 0.017994 | 1.3535 | 1.281 | -1.8606 | 4.2447 |  | 0.4491 | -1.5708 | 2.5773 | 1.1723 | 1.4142 | 0.7854 | 0.99987 | -0.016231 | 0.99744 | -0.07155 | 19.4448 | -88.4322 | 91.5678 |  | 1 | 2.3754 | -1.5959e-05 | 0.00022267 | 10293.3443 | -5228.7543 |  | 10000 | 162.3217 | 1 | 1 | 5081.1608 | -4918.8392 |  | 0.27429 | -523.7222 | -2735591.4241 | -5392287.0954 | 4.2429 | -2556678.8013 | -2680333.4423 | 3.9506 | 1.6324 | 4.2563 | 0.29231 | 16.748 | 19.4438 | -88.8248 | 91.1752 | 91.1752
1176311.4802 |  | 1.493 | 0.83688 | 0.00021581 | 0.0094133 | -3.1322 | 4.2447 |  | 0.0072899 | -1.5708 | 146.3449 | 1.564 | 61.6142 | 1.5546 | 0.70711 | -0.7854 | 0.22088 | -1.3481 | -37.0519 | -165.0717 | 14.9283 |  | 1 | 146.3415 | -0.06057 | 0.013718 | 504.7818 | -2301.7504 |  | 10000 | 10000 | 1 | 61.6061 | 164.9131 | -159.6448 |  | 7.227e-05 | -8.5011 | -19567.4879 | -4291.3923 | 3.3575 | -715.8792 | -3909.3749 | 4.5313 | 5.0404 | 14.0493 | -1.1738 | -67.2532 | -43.231 | -198.7643 | -18.7643 | -18.7643
266406.5429 |  | 1.031 | 0.246 | 0.0042211 | 0.04171 | -3.0999 | 4.2447 |  | 0.032188 | -1.5708 | 33.1579 | 1.5406 | 13.9881 | 1.4992 | 0.9753 | -0.22272 | 0.70711 | -0.7854 | -14.4158 | -137.1042 | 42.8958 |  | 1 | 33.1429 | -0.0031067 | 0.0031067 | 5173.1105 | -5494.9929 |  | 10000 | 2264.7619 | 1 | 13.9523 | 212.5994 | -701.4898 |  | 0.001409 | -37.5366 | -206256.1487 | -194188.8029 | 3.8969 | -21221.0325 | -14657.4444 | 3.7461 | 10.9839 | 20.8152 | 0.15081 | 8.6409 | -13.854 | -154.8747 | 25.1253 | 25.1253

## Standard Value Calculator (hidden)
Capacitors | Css | Cc1ea_u | Cc2ea | Cc3ea | Cout | Cin | Cdd
Inputs | 1e-07 | 1.6889e-09 | 6.0767e-11 | 9.0152e-10 | 0.00015 | 4.7e-05 | 0 | Resistors | inputs | Standard Result
Standard Result | 1e-07 | 1.8e-09 | 5.6e-11 | 8.2e-10 | 0.00015 | 4.7e-05 | 0 | Radj | = | #VALUE!
(pF) | [7 empty] | Rs3 | #NAME? | #NAME?
0.47 | 0 | 0 | 0 | 0 | 0 | 0 | 0 | Rs | #NAME? | #NAME?
0.56 | 0 | 0 | 0 | 0 | 0 | 0 | 0 | Rc1ea | 10853.3323 | 11000
0.68 | 0 | 0 | 0 | 0 | 0 | 0 | 0 | Rc2ea | 166.3866 | 165
0.82 | 0 | 0 | 0 | 0 | 0 | 0 | 0 | Rfb1 | 10000 | 10000
1 | 0 | 0 | 0 | 0 | 0 | 0 | 0 | Rfb2 | 10000 | 10000
1.2 | 0 | 0 | 0 | 0 | 0 | 0 | 0 | Ren1 | 0 | #VALUE!
1.5 | 0 | 0 | 0 | 0 | 0 | 0 | 0 | Ren2 | 0 | #VALUE!
1.8 | 0 | 0 | 0 | 0 | 0 | 0 | 0 | Rpg | 0 | #VALUE!
2.2 | 0 | 0 | 0 | 0 | 0 | 0 | 0 | Rh | #REF! | #REF!
2.7 | 0 | 0 | 0 | 0 | 0 | 0 | 0 | Rl | #REF! | #REF!
3.3 | 0 | 0 | 0 | 0 | 0 | 0 | 0 | Rs3ideal | #NAME? | #NAME?
3.9 | 0 | 0 | 0 | 0 | 0 | 0 | 0 | Rilim | #REF! | #REF!
4.7 | 0 | 0 | 0 | 0 | 0 | 0 | 0
5.6 | 0 | 0 | 0 | 0 | 0 | 0 | 0
6.8 | 0 | 0 | 0 | 0 | 0 | 0 | 0
8.2 | 0 | 0 | 0 | 0 | 0 | 0 | 0
10 | 0 | 0 | 0 | 0 | 0 | 0 | 0
12 | 0 | 0 | 0 | 0 | 0 | 0 | 0
15 | 0 | 0 | 0 | 0 | 0 | 0 | 0
18 | 0 | 0 | 0 | 0 | 0 | 0 | 0
22 | 0 | 0 | 0 | 0 | 0 | 0 | 0
27 | 0 | 0 | 0 | 0 | 0 | 0 | 0
33 | 0 | 0 | 0 | 0 | 0 | 0 | 0
39 | 0 | 0 | 0 | 0 | 0 | 0 | 0
47 | 0 | 0 | 0 | 0 | 0 | 0 | 0
56 | 0 | 0 | 56 | 0 | 0 | 0 | 0
68 | 0 | 0 | 0 | 0 | 0 | 0 | 0
82 | 0 | 0 | 0 | 0 | 0 | 0 | 0
100 | 0 | 0 | 0 | 0 | 0 | 0 | 0
120 | 0 | 0 | 0 | 0 | 0 | 0 | 0
150 | 0 | 0 | 0 | 0 | 0 | 0 | 0
180 | 0 | 0 | 0 | 0 | 0 | 0 | 0
220 | 0 | 0 | 0 | 0 | 0 | 0 | 0
270 | 0 | 0 | 0 | 0 | 0 | 0 | 0
330 | 0 | 0 | 0 | 0 | 0 | 0 | 0
390 | 0 | 0 | 0 | 0 | 0 | 0 | 0
470 | 0 | 0 | 0 | 0 | 0 | 0 | 0
560 | 0 | 0 | 0 | 0 | 0 | 0 | 0
680 | 0 | 0 | 0 | 0 | 0 | 0 | 0
820 | 0 | 0 | 0 | 820 | 0 | 0 | 0
1000 | 0 | 0 | 0 | 0 | 0 | 0 | 0
1200 | 0 | 0 | 0 | 0 | 0 | 0 | 0
1500 | 0 | 1800 | 0 | 0 | 0 | 0 | 0
1800 | 0 | 0 | 0 | 0 | 0 | 0 | 0
2200 | 0 | 0 | 0 | 0 | 0 | 0 | 0
2700 | 0 | 0 | 0 | 0 | 0 | 0 | 0
3300 | 0 | 0 | 0 | 0 | 0 | 0 | 0
3900 | 0 | 0 | 0 | 0 | 0 | 0 | 0
4700 | 0 | 0 | 0 | 0 | 0 | 0 | 0
5600 | 0 | 0 | 0 | 0 | 0 | 0 | 0
6800 | 0 | 0 | 0 | 0 | 0 | 0 | 0
8200 | 0 | 0 | 0 | 0 | 0 | 0 | 0
10000 | 0 | 0 | 0 | 0 | 0 | 0 | 0
12000 | 0 | 0 | 0 | 0 | 0 | 0 | 0
15000 | 0 | 0 | 0 | 0 | 0 | 0 | 0
18000 | 0 | 0 | 0 | 0 | 0 | 0 | 0
22000 | 0 | 0 | 0 | 0 | 0 | 0 | 0
27000 | 0 | 0 | 0 | 0 | 0 | 0 | 0
33000 | 0 | 0 | 0 | 0 | 0 | 0 | 0
39000 | 0 | 0 | 0 | 0 | 0 | 0 | 0
47000 | 0 | 0 | 0 | 0 | 0 | 0 | 0
56000 | 0 | 0 | 0 | 0 | 0 | 0 | 0
68000 | 0 | 0 | 0 | 0 | 0 | 0 | 0
82000 | 0 | 0 | 0 | 0 | 0 | 0 | 0
100000 | 100000 | 0 | 0 | 0 | 0 | 0 | 0
120000 | 0 | 0 | 0 | 0 | 0 | 0 | 0
150000 | 0 | 0 | 0 | 0 | 0 | 0 | 0
180000 | 0 | 0 | 0 | 0 | 0 | 0 | 0
220000 | 0 | 0 | 0 | 0 | 0 | 0 | 0
270000 | 0 | 0 | 0 | 0 | 0 | 0 | 0
330000 | 0 | 0 | 0 | 0 | 0 | 0 | 0
390000 | 0 | 0 | 0 | 0 | 0 | 0 | 0
470000 | 0 | 0 | 0 | 0 | 0 | 0 | 0
560000 | 0 | 0 | 0 | 0 | 0 | 0 | 0
680000 | 0 | 0 | 0 | 0 | 0 | 0 | 0
820000 | 0 | 0 | 0 | 0 | 0 | 0 | 0
1000000 | 0 | 0 | 0 | 0 | 0 | 0 | 0
1200000 | 0 | 0 | 0 | 0 | 0 | 0 | 0
1500000 | 0 | 0 | 0 | 0 | 0 | 0 | 0
1800000 | 0 | 0 | 0 | 0 | 0 | 0 | 0
2200000 | 0 | 0 | 0 | 0 | 0 | 0 | 0
2700000 | 0 | 0 | 0 | 0 | 0 | 0 | 0
3300000 | 0 | 0 | 0 | 0 | 0 | 0 | 0
3900000 | 0 | 0 | 0 | 0 | 0 | 0 | 0
4700000 | 0 | 0 | 0 | 0 | 0 | 0 | 0
5600000 | 0 | 0 | 0 | 0 | 0 | 0 | 0
6800000 | 0 | 0 | 0 | 0 | 0 | 0 | 0
8200000 | 0 | 0 | 0 | 0 | 0 | 0 | 0
10000000 | 0 | 0 | 0 | 0 | 0 | 0 | 0
12000000 | 0 | 0 | 0 | 0 | 0 | 0 | 0
15000000 | 0 | 0 | 0 | 0 | 0 | 0 | 0
18000000 | 0 | 0 | 0 | 0 | 0 | 0 | 0
22000000 | 0 | 0 | 0 | 0 | 0 | 0 | 0
27000000 | 0 | 0 | 0 | 0 | 0 | 0 | 0
33000000 | 0 | 0 | 0 | 0 | 0 | 0 | 0
39000000 | 0 | 0 | 0 | 0 | 0 | 0 | 0
47000000 | 0 | 0 | 0 | 0 | 0 | 47000000 | 0
56000000 | 0 | 0 | 0 | 0 | 0 | 0 | 0
68000000 | 0 | 0 | 0 | 0 | 0 | 0 | 0
82000000 | 0 | 0 | 0 | 0 | 0 | 0 | 0
100000000 | 0 | 0 | 0 | 0 | 0 | 0 | 0
120000000 | 0 | 0 | 0 | 0 | 0 | 0 | 0
150000000 | 0 | 0 | 0 | 0 | 150000000 | 0 | 0
180000000 | 0 | 0 | 0 | 0 | 0 | 0 | 0
220000000 | 0 | 0 | 0 | 0 | 0 | 0 | 0
270000000 | 0 | 0 | 0 | 0 | 0 | 0 | 0
330000000 | 0 | 0 | 0 | 0 | 0 | 0 | 0
390000000 | 0 | 0 | 0 | 0 | 0 | 0 | 0
470000000 | 0 | 0 | 0 | 0 | 0 | 0 | 0
560000000 | 0 | 0 | 0 | 0 | 0 | 0 | 0
680000000 | 0 | 0 | 0 | 0 | 0 | 0 | 0
820000000 | 0 | 0 | 0 | 0 | 0 | 0 | 0
1000000000 | 0 | 0 | 0 | 0 | 0 | 0 | 0
1200000000 | 0 | 0 | 0 | 0 | 0 | 0 | 0
1500000000 | 0 | 0 | 0 | 0 | 0 | 0 | 0
1800000000 | 0 | 0 | 0 | 0 | 0 | 0 | 0
2200000000 | 0 | 0 | 0 | 0 | 0 | 0 | 0
2700000000 | 0 | 0 | 0 | 0 | 0 | 0 | 0
3300000000 | 0 | 0 | 0 | 0 | 0 | 0 | 0
3900000000 | 0 | 0 | 0 | 0 | 0 | 0 | 0
4700000000 | 0 | 0 | 0 | 0 | 0 | 0 | 0
5600000000 | 0 | 0 | 0 | 0 | 0 | 0 | 0
6800000000 | 0 | 0 | 0 | 0 | 0 | 0 | 0
8200000000 | 0 | 0 | 0 | 0 | 0 | 0 | 0
10000000000 | 0 | 0 | 0 | 0 | 0 | 0 | 0
12000000000 | 0 | 0 | 0 | 0 | 0 | 0 | 0
15000000000 | 0 | 0 | 0 | 0 | 0 | 0 | 0
18000000000 | 0 | 0 | 0 | 0 | 0 | 0 | 0
22000000000 | 0 | 0 | 0 | 0 | 0 | 0 | 0
27000000000 | 0 | 0 | 0 | 0 | 0 | 0 | 0
33000000000 | 0 | 0 | 0 | 0 | 0 | 0 | 0
39000000000 | 0 | 0 | 0 | 0 | 0 | 0 | 0
47000000000 | 0 | 0 | 0 | 0 | 0 | 0 | 0
56000000000 | 0 | 0 | 0 | 0 | 0 | 0 | 0
68000000000 | 0 | 0 | 0 | 0 | 0 | 0 | 0
82000000000 | 0 | 0 | 0 | 0 | 0 | 0 | 0
100000000000 | 0 | 0 | 0 | 0 | 0 | 0 | 0
120000000000 | 0 | 0 | 0 | 0 | 0 | 0 | 0
150000000000 | 0 | 0 | 0 | 0 | 0 | 0 | 0
180000000000 | 0 | 0 | 0 | 0 | 0 | 0 | 0
220000000000 | 0 | 0 | 0 | 0 | 0 | 0 | 0
270000000000 | 0 | 0 | 0 | 0 | 0 | 0 | 0
330000000000 | 0 | 0 | 0 | 0 | 0 | 0 | 0
390000000000 | 0 | 0 | 0 | 0 | 0 | 0 | 0
470000000000 | 0 | 0 | 0 | 0 | 0 | 0 | 0
560000000000 | 0 | 0 | 0 | 0 | 0 | 0 | 0
680000000000 | 0 | 0 | 0 | 0 | 0 | 0 | 0
820000000000 | 0 | 0 | 0 | 0 | 0 | 0 | 0
1000000000000 | 0 | 0 | 0 | 0 | 0 | 0 | 0
1200000000000 | 0 | 0 | 0 | 0 | 0 | 0 | 0
1500000000000 | 0 | 0 | 0 | 0 | 0 | 0 | 0
1800000000000 | 0 | 0 | 0 | 0 | 0 | 0 | 0
2200000000000 | 0 | 0 | 0 | 0 | 0 | 0 | 0
2700000000000 | 2700000000000 | 2700000000000 | 2700000000000 | 2700000000000 | 2700000000000 | 2700000000000 | 2700000000000

## Variable Management (hidden)
Excel Variables Names/Calculations
Variable Name | Value | STD Units | Notes |  | iteration
Step 1: Operational Specs
Vin | 5 | V | Nominal input voltage |  | 1
Vout | 1.2 | V | Output Voltage |  | 1
Iout | 12 | A | Maximum output Current |  | 1
Fsw | 500000 | Hz | Nominal Operational Frequency |  | 1
Vref | 0.6 | V | Reference Voltage
Vripple | 1 | mV | Desired Voltage Ripple |  | 1
Rfadj | = | Ohms
Step 2: Inductor
Don1 | 0.24 | index | ideal Duty Cycle |  | 1
Doff1 | 0.76 | index | Ideal 1- Duty Cycle |  | 1
Lout1 | 5.0667e-07 | H | Caluclated Inductor value |  | 1
Lout2 | 5.6e-07 | H | Choosen Inductor Value |  | 2
Rdcr | 0.001 | Ohms | Series resintance of DCR |  | 1
Don2 | 0.2424 | index | Duty Cycle With DCR accounted for |  | 2
Doff2 | 0.7576 | index | 1-Duty Cycle With DCR accounted for |  | 2
Vripple1 | 0.0086857 | V | Choosen Initial Voltage ripple Value |  | 1
Irripple1 | 3.2897 | A | Ripple Current after Choosen inductor (p-p) |  | 1
TL | 0.00056 | s | L/R Time Constant
Step 4: Output Capacitor
Icoutrms | 0.94966 |  | Ouput Cap rms current
Coutmin | 9.4688e-05 | F | Minimum Output Capacitnace |  | 1
Cout | 0.00015 | F | Choosen Output Capacitor |  | 1
Resrmax | 0.0020477 | Ohms | Max esr before ripple exceeds Vripple1 |  | 1
CoutEsr | 0.001 | Ohms | Choosen Esr |  | 1
Step 5: Input Capacitor
Cin | 4.7e-05 | F | Input capacitance
RCinEsr | 0.003 | Ohms | Input capacitance series resistance
Icinrms | 5.1424
Step 6: Soft Start
Tss | 0.03 | s | Soft Start Time
Css | 1e-07 | F
Css_u | 1e-07
Step 7: Other Components
REN1 |  | Ohms
REN2 |  | Ohms
RPG |  | Ohms
RILIM | #VALUE!
CDD |  | F
Step 8: Compensation | 20168
Eadcg | 1000000 | V/V | Error amplifier finite Gain
GBP | 10000000 | Hz | Error amplifier Gain Bandwidth Product
Kmidband |  | V/V | Midband Gain For the Error amplifier |  | 1
Rfb1 | 10000 | Ohms | Top Feedback Resistor |  | 1
Rfb2 | 10000 | Ohms | Bottom Feed Back Resistor
Rfb2_u | 10000 | Ohms | user Choosen FeedBack Resistor
Vramp | 1.1779 | Vp-p | Peak to Peak Ramp Voltage of PWM |  | 1.1779 | <--- THIS IS THE MODIFIED RAMP VOLTAGE THAT CAN BE ATTRIBUTED TO DELAY IN THE RAMP GENERATOR
Rcea1 | 10853.3323 | Ohms | This Component will first set the midband gain |  | 1
Cc1ea | 1.6889e-09 | F | This along with Rcea1 will set a zero |  | 1
Cc2ea | 6.0767e-11 | F |  |  | 1
Rcea2 | 166.3866 | Ohms |  |  | 1
Cc3ea | 9.0152e-10 | F |  |  | 1
Choosen Compensation Components
Rcea1_u | 11000 | Ohms |  |  | 2
Cc1ea_u | 1.8e-09 | F |  |  | 2
Cc2ea_u | 5.6e-11 | F |  |  | 2
Rcea2_u | 165 | Ohms |  |  | 2
Cc3ea_u | 8.2e-10 | F |  |  | 2
Resulting Poles/Zero/Q Locations
Fo | 17365.228 | Hz | LC Double Pole Location |  |  |  | 0.1
Q | 1.5685 | V/V | Quality Factor of LC output Filter
Fesr | 1061032.9552 | Hz | Cout Esr Zero Location
Fz1 | 8038.1284 | Hz | This zero is set at the double pole location
Fz2 | 19094.087 | Hz | This zero is set at the double pole location
Fp1 | 1176311.4802 | Hz | This pole cancels the zero from the Output Cap ESR
Fp2 | 266406.5429 | Hz | This pole is set at half the switching frequency
Ro | 0.1 |  | Ouput Resistance
Pi | 3.1416 |  | PI
Other Input Variables
Rfets | 0 | Ohms | Series resistance due to FETS | 0.017691
Diode loss eq res |  |  | 0.0072955
Fet loss eq res |  |  | 0
cap loss eq res |  |  | 0.0051976
Sw cap |  |  | 3e-09
Diagram Labels
LOUT = 0.56uH
VOUT = 1.2V
COUT = 150uF
RC1 = 11kΩ | 11kΩ
CC1 = 1800pF | 1800pF
CC2 = 56pF | 56pF
RC2 = 165Ω | 165Ω
CC3 = 820pF | 820pF
RFB1 = 10kΩ
RFB2 = 10kΩ | 10kΩ
Crossover Frequency = 75kHz
Phase Margin = 61.1Deg
CSS = 100nF
Fsw = 500kHz
VIN | 5V
Power Tool Variables
Design
Ta | 25 |  | Ambient Temperature
Components
LTc | 0.004 | ppm | Inductor Series Resistance Temp Co
ThetaCa | 7 | degC/W | Core to Ambient Thermal Resistance
RCinEsr | 0.003 | Ohms | Input Capacitor Series Resistance
Part Characteristics
Vdd | 4.7
Top Driver
RdsonDRT | 1.5 | Ohms | Drain to Source Resistance of pull up Top FET Driver
RdsonDRT2 | 1 | Ohms | Drain to Source Resistance of pull down Top FET Driver
Bottom Driver
RdsonDRB | 1.5 | Ohms | Drain to Source Resistance of pull up Top FET Driver
RdsonDRB2 | 1 | Ohms | Drain to Source Resistance of pull down Top FET Driver
Deadtime |  |  |  | Output Capacitor Capcitance
Deadtime | 8e-08 | s | Total Deadtime | Output Capacitor Series Resistance
IQ |  |  |  | Description
IQ | 0.013 | A | Quiescent Current Of Controller (Not Switching!)
Top FET
RdsonTop | 0 | Ohms | Drain to Source Resistance of Top FET | Description
RdsonTopTc | 0.004 | ppm | Drain to Source Resistance Temp Co
QgTop | 1.9e-08 | C | Gate Charge Of Top FET
QgdTop | 2.1e-09 | C | Gate to Drain Charge | Description
QgsTop | 3.9e-09 | C
RGateTop | 1.8 | Ohms | Gate Resistance | Description
GfsTop | 65 | S | Transconductance of Top FET
VthTop | 1.8 | V | Threshold Voltage of Top FET | Description
VspTop | 1.9846 | V | Switch Point Voltage of Top FET
ThetaJaTop | 20 | degC/W | Junction to Ambient Resistance
Bottom FET
RdsonBot | 0 | Ohms | Drain To Source Resistance of Bottom FET Driver
RdsonBotTc | 0.004 | ppm | Drain To Source Resitance Temp Co
QgBot | 3.7e-08 | C | Gate Charge Of Top FET
RGateBot | 1.2 | Ohms | Gate Resistance
VsdBot | 1.1 | V | Diode Forward Voltage of Bottom FET Body Diode
QrrBot | 6e-08 | C | Reverse Recovery Charge of Body Diode
TrrBot | 4.3e-08 | s | Reverse Recovery Time of Body Diode
ThetaJaBot | 30 | degC/W | Junction to Ambient Resistance
Controller
ThetaJaCtrl | 150
Outputs
Top FET
Tr | 4.922e-09 | s
Tf | 6.7343e-09 | s
Bottom FET/Diode
Part Power
Power Dis
Theta JA | 24.789
Rs1
Rs2
Rs3
Rs4
RC1 = 11kΩ
CC1 = 1800pF
CC2 = 56pF
RC2 = 165Ω
CC3 = 820pF
RFB1 = 10kΩ
RFB2 = 10kΩ

## LM21212-1 Design Calculator
[7 empty] | Max Iout | 12 | A
[7 empty] | Min L | 0.152 | uH
[7 empty] | Max L | 3.04 | uH
[7 empty] | Isat | #NAME? | A
LM21212-1 Design Spreadsheet |  |  |  | Rev. 3.2 |  |  | Max Vout | #NAME? | V
The cells corresponding to parameters in Blue Text can be edited by the user. | [6 empty] | Min Vout | #NAME? | V
Red cells indicate potential design problems. Cells with comments are shown as:
Part 1: Power Stage Component Selection
Enter Your Application Parameters |  |  |  |  | Typical Application Circuit |  | Max droop | #NAME? | mV
Enter Your Input Voltage: |  | 5 | V |  |  |  | Thermal | 100
Enter Your Output Voltage: |  | 1.2 | V |  |  |  |  | 1
Enter the Maximum Output Current: |  | 12 | A
Enter the Switching Frequency: |  | 500 | kHz |  |  |  |  | 314.386 | <-necessary output capacitance to meet ripple spec. on a transient
Enter the Maximum Output Voltage Ripple%: |  | 1 | % |  |  |  |  | 68.5357 | <-necessary output capacitance to meet ripple spec, excluding the effects of ESR
Enter the Maximum Load Step Transient Magnitude: |  | 8 | A |  |  |  |  | 94.4204 | <-necessary output capacitance to meet ripple spec, taking into account the effects of ESR
Inductor Selection (L) | [7 empty] | 94.4204 | <- if ESR is too large, do not give a negative capacitance. Just recommend the excluded value
Recommended L: |  | 0.50667 | µH
Recommended ISAT: |  | 19 | A
Enter Your Chosen Inductor Value: |  | 0.56 | µH
Enter The DCR of Your Inductor: |  | 1.8 | mΩ
Capacitor Selection (CIN and COUT)
Minimum Recommended Input Capacitance: |  | 47 | µF
Minimum Input Capacitor RMS current rating: |  | 5.2544 | Arms
Minimum Recommended Output Capacitance: |  | 314.386 | µF
Maximum Output Capacitor ESR: |  | 3.6842 | mΩ
Enter Your Output Capacitor Value: |  | 150 | µF
Enter Your Output Capacitor ESR: |  | 1 | mΩ
Estimated Transient Droop: |  | 70.8772 | mV
Estimated Output Voltage Ripple: |  | 8.6857 | mV
If the transient droop or output voltage ripple are larger than desired, then
increase the output capacitor value or decrease the output capacitor ESR.
Part 2: Compensation
Compensation Component Selection (RC1, CC1, CC2)
Enter Your Desired Crossover Frequency: |  | 80 | kHz
Recommended Standard Value for CC1: |  | 1.8 | nF
Recommended 1% Standard Value for RC1: |  | 11 | kΩ
Recommended Standard Value for CC2: |  | 56 | pF
Recommended 1% Standard Value for RC2: |  | 0.165 | kΩ
Recommended Standard Value for CC3: |  | 820 | pF
| Enter Your Value for CC1: | 1.8 | nF
Enter Your Value for RC1: |  | 11 | kΩ
Enter Your Value for CC2: |  | 56 | pF
Enter Your Value for RC2: |  | 0.165 | kΩ
Enter Your Value for CC3: |  | 820 | pF
Loop Characteristics
Expected Crossover Frequency: |  | 75 | kHz
Expected Phase Margin: |  | 61.1039 | °
If the phase margin is less than desired, decrease the desired crossover
frequency, increase the value of Cc1, or decrease the value of Cc2. A good
starting point for the crossover frequency is 80kHz.
Part 3: Output Voltage and Soft-Start
Feedback Resistors (RFB1, RFB2) |  |  |  |  | Calculated Efficiency vs Load Current
Enter a Value for RFB1: |  | 10 | kΩ
Recommended 1% Standard Value for RFB2: |  | 10 | kΩ
Soft-Start Capacitor (CSS)
Enter Desired Startup Time: |  | 30 | ms
Recommended Standard Value for CSS: |  | 100 | nF
For the soft-start capacitor to have any effect on the circuit, the desired
startup time must be greater than 1ms.
Part 4: Miscellaneous Components
Recommended Value for CVCC: |  | 1 | µF
Part 5: Thermal Performance
Enter Your Board Parameters
Copper Area
|  | 1 | in^2
Airflow
|  | 0 | LFPM
Thermal Characteristics
THETA JA: |  | 24.789 | °C/W
Ambient Temperature: |  | 25 | °C |  |  | For datasheets, samples, evaluation boards, and design collateral visit:
Internal PD at Full Load Current: |  | 0.98542 | W
TJ at Full Load Current: |  | 49.4276 | °C
If the junction temperature (TJ) is greater than desired, increase the copper | [5 empty] | http://www.national.com/pf/LM/LM21212-1.html
area or the airflow, or choose a lower switching frequency.
NOTE: THETA JA is reported as an estimate only. Measurements should
always be taken to verify the junction temperature in the final design.
Note on E14: If the value is RED, then the output voltage may exceed maximum or minimum duty cycle limits of the device, or it is less than 0.8 V ( In normal operation, the device will force the FB node to 0.8 V).
Note on E15: The maximum output current is 12A. If the output current is RED, then it is set to greater than 12 or less than 0.
Note on E16: If this cell is RED, the frequency of operation is above or below the specified maximum.
Note on E18: If this cell is RED, the transient magnitude exceeds the maximum current the device can deliver.
Note on E22: This value is RED if the inductor value is too far from the recommended value. Note the bounds of the inductor value do not take into account inductor tolerance. An inductor that is too large will result in compensation difficulties; while an inductor that is too small may result in the device reaching current limit in normal operation.
Note on E23: A RED value here indicates a high DCR value. Inductor DCR will negatively impact the effeciency of the converter.
Note on E26: Use of the minimum input capacitance requires a low inductance source. 47uF capacitors or larger may be required if the input source is not low impedance at the switching frequency. It is also recommended to have smaller capacitors close to the PVIN pins on each side of the DUT to counteract any trace inductance.
Note on E27: If non-ceramic input capacitors are used, the RMS current rating for the capacitors must exceed the value shown in this cell. Tantalum capacitors are not recommended.
Note on E28: This value is calculated to give the larger estimation between the necessary cap. needed to satisfy the ripple voltage requirement, or the necessary cap. needed to keep DC accuracy + transient deviation to within 2.5% of the nominal output voltage.
Note on E29: This value is calculated to result in an output ripple voltage equal to the value chosen in cell E17.
Note on E30: If using a ceramic capacitor, make sure to consult the manufacturer's datasheet to verify the actual in-circuit capacitance value after accounting for DC bias and temperature effects.
Note on E31: A RED value here indicates your output voltage ripple may exceed the limit specified in E17.
Note on E32: This value is an estimate. The actual transient droop can depend on other factors which are not taken into account. If this value is RED the calculated transient droop may exceed the power good threshold of the device.
Note on E33: Measurements of the output ripple should be made across the output capacitor. The oscilloscope probe should use a specialized ground clip to minimize artificial switch node pick-up.
Note on E39: A good initial value for the crossover frequency is 80kHz. The calculator will try to give approximate compensation values to achieve the desired value, however the actual crossover is limited by the operating conditions of the device. A RED value here indicates the crossover frequency is set higher than Fswitch/5, which may cause inaccuracy in this model and instability.
Note on E51: This value is an estimate. The crossover frequency and phase margin should always be verified on the bench. A RED value here signifies the crossover frequency is too low and will give poor transient performance or is pushed too high and may be prone to reduced phase margin or instability.
Note on E52: This value is an estimate. The crossover frequency and phase margin should always be verified on the bench. A RED value indicates the phase margin is below 45 degrees. To improve phase margin, try lowering the crossover value and resetting the compensation network.
Note on E63: If this cell is RED, then the soft start time too low. The LM21212-1 internal soft start keeps the device from ramping to Vout faster than 0.55ms
Note on E80: The Theta JA was calculated based off experimental results. The PCB that was used was a 4 layer board, of which the 2 internal layers were 1 oz. copper and the outer layers filled with 2 oz. copper. Sixteen 8mil vias were used to connect the layers to the back side of the device.
Note on E83: A RED value indicates the device is exceeding the recommend maximum operating temperature of 125 degrees C.
Note on G10: This is a comment.
CC1 = 1800pF
RC1 = 11kΩ
CC2 = 56pF
CC3 = 820pF
RC2 = 165Ω
RFB1 = 10kΩ
RFB2 = 10kΩ
VOUT = 1.2V
LOUT = 0.56uH
COUT = 150uF
CSS = 100nF
Fsw = 500kHz

## Error Calculations (hidden)
Maximum Output Current | 3 | A
Minimum Switching Frequency | 499950000 | Hz
Maximum Switching Frequency | 500050000 | Hz
Minimum Current Limit | 4.3 | A
Maximum Current Limit | 6 | A
Max Current Limit vs Vin | 5.45 | A
Min Current Limit vs Vin | 5.1 | A | 0.93578
Current Limit safety factor | 5% | %
Minimum On Time | 120 | ns
Minimum Off Time | 85 | ns
Minimum Ripple Current of max load | 10% | %
Max Pgood rising threshold | 96% | %
Pgood hystersis | 1% | %
OVP min threshold | 105% | %
Calculated Min CL | 4.0239 | A
Calculated Max Ripple Current | -15.9523 | A
-15.9523
Calculated Min L | -0.00012938 | uH
Calculated Max L | 0.0016377 | uH
Calculated Max D | 80% | % | <- max. duty typical value
Calculated Max Vout | 4 | V
Calculated Min D | 6001% | %
Calculated Min Vout | 300.03 | V
Minimium Inductor Saturation | 6.4118 | A
Calculated Max Droop(No Pgood trip) | 60 | mV

## Thermal Calculations (hidden)
PCB inches sq | 1 | x2
Air flow | 1 | x1
a | 41.6735
b | -0.087521
c | -12.7607
d | 9.2784e-05
e | 1.1668
f | 0.014627
g
h
i
j
Theta JA | #NAME?